## MODEL
PERKINS
OPEN TYPE 50Hz
PERKINS
CLOSE TYPE 50Hz
CUMMINS
OPEN TYPE 50Hz
CUMMINS
CLOSE TYPE 50Hz
PERKINS
OPEN TYPE 60Hz
PERKINS
CLOSE TYPE 60Hz
CUMMINS
OPEN TYPE 60Hz
CUMMINS
CLOSE TYPE 60Hz

## PERKINS WITHOUT ATS-OPEN-50HZ
AMD6PN5
BOQ
DWG (layout)
DWG (CNC)
COST
AMD9PN5
BOQ
DWG (layout)
DWG (CNC)
COST
AMD13PN5
BOQ
DWG (layout)
DWG (CNC)
COST
AMD15PN5
BOQ
DWG (layout)
DWG (CNC)
COST
AMD20PN5
BOQ
DWG (layout)
DWG (CNC)
COST
AMD30PN5
BOQ
DWG (layout)
DWG (CNC)
COST
AMD45PN5
BOQ
DWG (layout)
DWG (CNC)
COST
AMD60PN5
BOQ
DWG (layout)
DWG (CNC)
COST
AMD65PN5
BOQ
DWG (layout)
DWG (CNC)
COST
AMD80PN5
BOQ
DWG (layout)
DWG (CNC)
COST
AMD80'PN5
BOQ
DWG (layout)
DWG (CNC)
COST
AMD100PN5
BOQ
DWG (layout)
DWG (CNC)
COST
AMD135PN5
BOQ
DWG (layout)
DWG (CNC)
COST
AMD150PN5
BOQ
DWG (layout)
DWG (CNC)
COST
AMD180PN5
BOQ
DWG (layout)
DWG (CNC)
COST
AMD200PN5
BOQ
DWG (layout)
DWG (CNC)
COST
AMD200PN5
BOQ
DWG (layout)
DWG (CNC)
COST
AMD230PN5
BOQ
DWG (layout)
DWG (CNC)
COST
AMD250PN5
BOQ
DWG (layout)
DWG (CNC)
COST
AMD275PN5
BOQ
DWG (layout)
DWG (CNC)
COST
AMD300PN5
BOQ
DWG (layout)
DWG (CNC)
COST
AMD350PN5
BOQ
DWG (layout)
DWG (CNC)
COST
AMD400PN5
BOQ
DWG (layout)
DWG (CNC)
COST
AMD450PN5
BOQ
DWG (layout)
DWG (CNC)
COST
AMD500PN5
BOQ
DWG (layout)
DWG (CNC)
COST
AMD600PN5
BOQ
DWG (layout)
DWG (CNC)
COST
AMD650PN5
BOQ
DWG (layout)
DWG (CNC)
COST
AMD750PN5
BOQ
DWG (layout)
DWG (CNC)
COST
AMD800PN5
BOQ
DWG (layout)
DWG (CNC)
COST
AMD900PN5
BOQ
DWG (layout)
DWG (CNC)
COST
AMD1000PN5
BOQ
DWG (layout)
DWG (CNC)
COST
AMD1125PN5
BOQ
DWG (layout)
DWG (CNC)
COST
AMD1250PN5
BOQ
DWG (layout)
DWG (CNC)
COST
AMD1350'PN5
BOQ
DWG (layout)
DWG (CNC)
COST
AMD1350PN5
BOQ
DWG (layout)
DWG (CNC)
COST
AMD1500PN5
BOQ
DWG (layout)
DWG (CNC)
COST
AMD1700PN5
BOQ
DWG (layout)
DWG (CNC)
COST
AMD1850PN5
BOQ
DWG (layout)
DWG (CNC)
COST
AMD1850'PN5
BOQ
DWG (layout)
DWG (CNC)
COST
AMD2000PN5
BOQ
DWG (layout)
DWG (CNC)
COST
AMD2000'PN5
BOQ
DWG (layout)
DWG (CNC)
COST
AMD2250PN5
BOQ
DWG (layout)
DWG (CNC)
COST

## Prices without ATS
[7 empty] | Date: | 2019-02-04 | GBP | 5.1 | SAR
[7 empty] | Revise: | R02 | Operation Charges (%) | 12 | 0.88
Price List 2019 for Sudan & Kenya | [8 empty] | Margin (%) | 10 | 0.9
Genset ( Perkins_Stamford ) Frequency: 50Hz, Voltage: 400-230V Standard Genset // G.B.P =5.1 SAR
Sr./No | Genset Model # | Genset Output Power |  |  |  | Engine Model # | Alternator Model # | Open Type Price (SAR) | Open type Acual Cost
|  | Standby Power |  | Prime Power
|  | KW | KVA | KW | KVA
1 | AMD6PN5 | 5.12 | 6.4 | 4.64 | 5.8 | 403D-07G | PI044D
2 | AMD9PN5 | 6.4 | 8 | 5.5 | 6.8 | 403A-11G1 | S0L1-D | 16972.982 | 13442.6018
3 | AMD13PN5 | 11 | 15 | 10 | 13 | 403A-15G1 | S0L1-L | 18846.195 | 14926.1864
4 | AMD15PN5 | 13 | 17 | 12 | 15 | 403A-15G2 | S0L1-P | 19349.2405 | 15324.5984
5 | AMD20PN5 | 18 | 22 | 16 | 20 | 404A-22G1 | S0L2-G | 23520.1013 | 18627.9202
6 | AMD30PN5 | 26 | 33 | 24 | 30 | 1103A-33G | S0L2-P | 26337.9008 | 20859.6175
7 | AMD45PN5 | 39 | 49 | 36 | 45 | 1103A-33TG1 | UCI224D | 29760.7128 | 23570.4845
8 | AMD60PN5 | 53 | 66 | 48 | 60 | 1103A-33TG2 | S1L2Y | 33267.5932 | 26347.9338
9 | AMD65PN5 | 57 | 72 | 52 | 65 | 1104A-44TG1 | S1L2Y | 34240.8942 | 27118.7882
10 | AMD80PN5 | 70 | 88 | 64 | 80 | 1104A-44TG2 | UCI224G | 37426.8488 | 29642.0642
11 | AMD80PN5 | 71 | 89 | 64 | 80 | 1104C-44TAG1 | UCI224G | 41094.8885 | 32547.1517
12 | AMD100PN5 | 90 | 112 | 81 | 101 | 1104C-44TAG2 | UCI274C | 43652.0363 | 34572.4127
13 | AMD135PN5 | 120 | 150 | 108 | 135 | 1106A-70TG1 | UCI274E | 56819.2008 | 45000.807
14 | AMD150PN5 | 132 | 165 | 120 | 150 | 1106A-70TAG2 | UCI274F | 63423.9215 | 50231.7458
15 | AMD180PN5 | 160 | 200 | 144 | 180 | 1106A-70TAG3 | UCI274G | 69916.8729 | 55374.1633
16 | AMD200PN5 | 176 | 220 | 160 | 200 | 1106A-70TAG4 | UCI274H | 77716.5789 | 61551.5305
17 | AMD200PN5 | 176.04 | 220.04 | 160.04 | 200.04 | 1506A-E88TAG1 | UCI274H | 91459.4614 | 72435.8934
18 | AMD230PN5 | 200 | 250 | 185 | 230 | 1506A-E88TAG2 | UCDI274J | 100185.9027 | 79347.2349
19 | AMD250PN5 | 220 | 275 | 200 | 250 | 1506A-E88TAG3 | UCDI274K | 101450.503 | 80348.7984
20 | AMD275PN5 | 240 | 300 | 220 | 275 | 1506A-E88TAG4 | S4L1D-D | 125607.0993 | 99480.8226
21 | AMD300PN5 | 270 | 330 | 250 | 300 | 1506A-E88TAG5 | S4L1D-D | 128925.8019 | 102109.2351
22 | AMD350PN5 | 320 | 400 | 280 | 350 | 2206A-E13TAG2 | S4L1D-E | 137178.5679 | 108645.4258
23 | AMD400PN5 | 350 | 450 | 320 | 400 | 2206A-E13TAG3 | S4L1D-F | 151993.6714 | 120378.9878
24 | AMD450PN5 | 400 | 500 | 364 | 455 | 2506A-E15TAG1 | HCI544C | 168243.5025 | 133248.854
25 | AMD500PN5 | 440 | 550 | 400 | 500 | 2506A-E15TAG2 | HCI544C | 177733.8372 | 140765.199
26 | AMD600PN5 | 528 | 660 | 480 | 600 | 2806A-E18TAG1A | HCI544E | 232850.8708 | 184417.8896
27 | AMD650PN5 | 560 | 700 | 520 | 650 | 2806A-E18TAG2 | HCI544F | 250645.3369 | 198511.1069
28 | AMD750PN5 | 656 | 820 | 597 | 746 | 4006-23TAG2A | HCI634G | 336682.9829 | 266652.9224
29 | AMD800PN5 | 718 | 900 | 641 | 800 | 4006-23TAG3A | HCI634G | 346869.2423 | 274720.4399
30 | AMD900PN5 | 800 | 1000 | 720 | 900 | 4008TAG1A | HCI634H | 459582.9538 | 363989.6994
31 | AMD1000PN5 | 880 | 1100 | 800 | 1000 | 4008TAG2A | HCI634J | 461783.7777 | 365732.7519
32 | AMD1125PN5 | 1000 | 1250 | 900 | 1125 | 4008-30TAG3 | HCI634K | 574990.8067 | 455392.7189
33 | AMD1250PN5 | 1100 | 1385 | 1000 | 1250 | 4012-46TWG2A | PI734A | 650058.6626 | 514846.4608
34 | AMD1350PN5 | 1200 | 1500 | 1100 | 1350 | 4012-46TWG3A | PI734B | 704055.5198 | 557611.9717
35 | AMD1350PN5 | 1200.04 | 1500.04 | 1100.04 | 1350.04 | 4012-46TAG1A | PI734B | 725562.5793 | 574645.5628
36 | AMD1500PN5 | 1320 | 1650 | 1200 | 1500 | 4012-46TAG2A | PI734C | 736028.7194 | 582934.7458
37 | AMD1700PN5 | 1500 | 1875 | 1350 | 1710 | 4012-46TAG3A | PI734E | 831520.2095 | 658564.006
38 | AMD1850PN5 | 1600 | 2000 | 1480 | 1850 | 4016TAG1A | PI734E | 1114325.0087 | 882545.4069
39 | AMD1850PN5 | 1600.04 | 2000.04 | 1480.04 | 1850.04 | 4016-61TRG1 | PI734E | 1111788.8212 | 880536.7464
40 | AMD2000PN5 | 1800 | 2250 | 1600 | 2000 | 4016TAG2A | PI734F | 1153627.3206 | 913672.8379
41 | AMD2000PN5 | 1800.04 | 2250.04 | 1600.04 | 2000.04 | 4016-61TRG2 | PI734F | 1186527.8907 | 939730.0894
42 | AMD2250PN5 | 2000 | 2500 | 1800 | 2250 | 4016-61TRG3 | PI734H | 1224396.0346 | 969721.6594

## Prices with ATS
[7 empty] | Date: | 2019-02-04 | Operation Charges (%) | 12 | 0.88
[7 empty] | Revise: | R02 | Margin (%) | 10 | 0.9
Price List 2019 for Sudan & Kenya
Genset ( Perkins_Stamford ) With builtin 3P ATS "SOCOMEC" Frequency: 50Hz,Voltage: 400-230V Standard Genset // G.B.P =5 SAR
Sr./No | Genset Model # | Genset Output Power |  |  |  | Engine Model # | Alternator Model # | Open Type with ATS Price (SAR) | Open type Acual Cost
|  | Standby Power |  | Prime Power
|  | KW | KVA | KW | KVA
1 | AMD6PN5 / ATS100 | 5.12 | 6.4 | 4.64 | 5.8 | 403D-07G | PI044D
2 | AMD9PN5 / ATS100 | 6.4 | 8 | 5.5 | 6.8 | 403A-11G1 | S0L1-D | 18895.6191 | 14965.3303
3 | AMD13PN5 / ATS100 | 11 | 15 | 10 | 13 | 403A-15G1 | S0L1-L | 20768.8321 | 16448.915
4 | AMD15PN5 / ATS100 | 13 | 17 | 12 | 15 | 403A-15G2 | S0L1-P | 21271.8775 | 16847.327
5 | AMD20PN5 / ATS100 | 18 | 22 | 16 | 20 | 404A-22G1 | S0L2-G | 25442.7384 | 20150.6488
6 | AMD30PN5 / ATS100 | 26 | 33 | 24 | 30 | 1103A-33G | S0L2-P | 28260.5379 | 22382.346
7 | AMD45PN5 / ATS100 | 39 | 49 | 36 | 45 | 1103A-33TG1 | UCI224D | 31746.4812 | 25143.2131
8 | AMD60PN5 / ATS100 | 53 | 66 | 48 | 60 | 1103A-33TG2 | S1L2Y | 35253.3616 | 27920.6624
9 | AMD65PN5 / ATS160 | 57 | 72 | 52 | 65 | 1104A-44TG1 | S1L2Y | 38951.006 | 30849.1968
10 | AMD80PN5 / ATS160 | 70 | 88 | 64 | 80 | 1104A-44TG2 | UCI224G | 42136.9606 | 33372.4728
11 | AMD80PN5 / ATS160 | 71 | 89 | 64 | 80 | 1104C-44TAG1 | UCI224G | 45805.0004 | 36277.5603
12 | AMD100PN5 / ATS250 | 90 | 112 | 81 | 101 | 1104C-44TAG2 | UCI274C | 48868.6127 | 38703.9413
13 | AMD135PN5 / ATS250 | 120 | 150 | 108 | 135 | 1106A-70TG1 | UCI274E | 62387.1409 | 49410.6156
14 | AMD150PN5 / ATS250 | 132 | 165 | 120 | 150 | 1106A-70TAG2 | UCI274F | 68991.8616 | 54641.5544
15 | AMD180PN5 / ATS400 | 160 | 200 | 144 | 180 | 1106A-70TAG3 | UCI274G | 76764.908 | 60797.8071
16 | AMD200PN5 / ATS400 | 176 | 220 | 160 | 200 | 1106A-70TAG4 | UCI274H | 84564.614 | 66975.1743
17 | AMD200PN5 / ATS400 | 176.04 | 220.04 | 160.04 | 200.04 | 1506A-E88TAG1 | UCI274H | 99314.5912 | 78657.1563
18 | AMD230PN5 / ATS400 | 200 | 250 | 185 | 230 | 1506A-E88TAG2 | UCDI274J | 108041.0325 | 85568.4978
19 | AMD250PN5 / ATS400 | 220 | 275 | 200 | 250 | 1506A-E88TAG3 | UCI274K | 109305.6329 | 86570.0613
20 | AMD275PN5 / ATS630 | 240 | 300 | 220 | 275 | 1506A-E88TAG4 | S4L1D-D | 134516.5221 | 106537.0855
21 | AMD300PN5 / ATS630 | 270 | 330 | 250 | 300 | 1506A-E88TAG5 | S4L1D-D | 137835.2247 | 109165.498
22 | AMD350PN5 / ATS630 | 320 | 400 | 280 | 350 | 2206A-E13TAG2 | S4L1D-E | 148406.7786 | 117538.1686
23 | AMD400PN5 / ATS800 | 350 | 450 | 320 | 400 | 2206A-E13TAG3 | S4L1D-F | 165301.7162 | 130918.9592
24 | AMD450PN5 / ATS800 | 400 | 500 | 364 | 455 | 2506A-E15TAG1 | HCI544C | 181551.5472 | 143788.8254
25 | AMD500PN5 / ATS800 | 440 | 550 | 400 | 500 | 2506A-E15TAG2 | HCI544C | 191041.8819 | 151305.1705
26 | AMD600PN5 / ATS1000 | 528 | 660 | 480 | 600 | 2806A-E18TAG1A | HCI544E | 249034.7609 | 197235.5306
27 | AMD650PN5 / ATS1250 | 560 | 700 | 520 | 650 | 2806A-E18TAG2 | HCI544F | 268790.8492 | 212882.3526

## AMD6PN5
Standard Genset Cost AMD6PN5 // Open Type
p | Item Description | Item Code | Qty | Unit | Unit Price | Total Price
1 | Perkins 403D-07G |  | 1 | N | n/a | #VALUE! | #VALUE!
2 | ALTERNATOR STAMFORD PI044D |  | 1 | N | n/a | #VALUE!
3 | Engine Oil 15 W 40 | 04030002 | 3.05 | L | 6.1905 | 18.881
4 | Distilled Water | 04040003 | 1 | L | 0.85714 | 0.85714
5 | Anti Freeze Coolant water | 04040001 | 2 | L | 2.7619 | 5.5238
6 | 2" silencer end to end | 24010007 | 1 | N | 55.09 | 55.09
7 | Base Frame | N/A | 1 | N | 665.28 | 665.28
8 | MOUNTING 400KG, METAL WITH RUBBER M14 | 03010009 | 4 | N | 16.8571 | 67.4286
9 | Electrical Pannel & Harness 403 / 404 | 27010001 | 1 | N | 814 | 814
10 | Silencer support & Pipe Line | N/A | 1 | N | 91.42 | 91.42
11 | 1C×50MM CU/PVC FELXIBLE CABLE RED,600/1000 | 01010061 | 0.8 | M | 13.8 | 11.04
12 | 1C×50MM CU/PVC FLEXIBLE CABLE,450/750V | 01010004 | 0.8 | M | 13.81 | 11.048
13 | 1C×16MM CU/XLPE/PVC CABLE G&Y | 01010020 | 0.3 | M | 3.42 | 1.026
14 | BATTERY 40AH | 01080012 | 1 | N | 135 | 135
15 | 1C×10MM Flexible Cable | 02070059 | 4 | M | 2.64 | 10.56
16 | CT 60/5 | 01030014 | 3 | N | 18.09 | 54.27
17 | MCB 40 A | 01020029 | 1 | N | 28.82 | 28.82
18 | Consumables | N/A | 1 | N | 240.4 | 240.4
19 | Custom Duty: (TAX) | N/A | 1 |  | #VALUE! | #VALUE!
20 | Transportation from UK: | N/A | 1 |  | 62.5 | 62.5
21 | LC Charge: | N/A | 1 |  | #VALUE! | #VALUE!
22 | Clearance | N/A | 1 |  | 34.0909 | 34.0909
Total | [5 empty] | #VALUE!
Optional ATS included Genset Cost Price
p | Item description | Item code | Qty | Unit | Unit Price | Total Price
1 | EP controller replacement 6120-6110 | N/A | 1 | N | 0 | 0
2 | EP - ATS Enclosure replacment | N/A | 0 | N | 0 | 0
3 | Canopy size replacement | N/A | 0 | N | 0 | 0
4 | ATYS , 4P , 100 A | 25010001 | 1 | N | 1210 | 1210
5 | Battery Charger 12V, 3A | 01050001 | 1 | N | 109.5238 | 109.5238
6 | Round Relay Base 11 Pin | 02020019 | 1 | N | 12 | 12
7 | Relay 230V Coil 10A switch Rating/11Pin | 02020022 | 1 | N | 35 | 35
8 | Relay 12VDC, 14 Pin | 02020002 | 3 | N | 11 | 33
9 | Relay Base 14 Pin | 02020006 | 3 | N | 6.5048 | 19.5143
10 | Busbar | N/A | 0 | N | 0 | 0
11 | Fuse Carrier | 02010001 | 5 | N | 3 | 15
12 | Fuse | 02010007 | 5 | N | 0.5 | 2.5
13 | MCB,10A | 01020015 | 2 | N | 9.0476 | 18.0952
14 | MCB,20A | 01020013 | 2 | N | 9.0476 | 18.0952
15 | Consuamles | N/A | 1 | set | 50 | 50
Total | [5 empty] | 1522.7286
Total |  |  |  | #REF!
ATS included Genset Total Cost |  |  |  | #REF!
R00 | 2018-12-16

## AMD9PN5
Standard Genset Cost AMD9PN5 // Open Type
p | Item Description | Item Code | Qty | Unit | Unit Price | Total Price | SAR | GPB
1 | Perkins 403A-11G1 |  | 1 | N | 10444.8 | 10444.8 | 10444.8 | 2048
2 | ALTERNATOR STAMFORD "S0L1-D"
3 | Engine Oil 15 W 40 | 04030002 | 4.9 | L | 6.1905 | 30.3333
4 | Distilled Water | 04040003 | 3 | L | 0.85714 | 2.5714
5 | Anti Freeze Coolant water | 04040001 | 3 | L | 2.7619 | 8.2857
6 | 2" silencer end to end | 24010007 | 1 | N | 31.2375 | 31.2375
7 | Base Frame | N/A | 1 | N | 565.4375 | 565.4375
8 | MOUNTING 400KG, METAL WITH RUBBER M14 | 03010009 | 4 | N | 16.8571 | 67.4286
9 | Electrical Pannel & Harness 403 / 404 | 27010001 | 1 | N | 743.0067 | 743.0067
10 | Silencer Support & pipe line | N/A | 1 | N | 72.9381 | 72.9381
11 | 1C×50MM CU/PVC FELXIBLE CABLE RED,600/1000 | 01010061 | 0.8 | M | 13.8 | 11.04
12 | 1C×50MM CU/PVC FLEXIBLE CABLE,450/750V | 01010004 | 0.8 | M | 13.81 | 11.048
13 | 1C×16MM CU/XLPE/PVC CABLE G&Y | 01010020 | 0.3 | M | 3.42 | 1.026
14 | BATTERY 40AH | 01080012 | 1 | N | 135 | 135
15 | 1C×10MM Flexible Cable | 02070059 | 4 | M | 2.64 | 10.56
16 | CT 60/5 | 01030014 | 3 | N | 18.09 | 54.27
17 | MCB 40 A | 01020029 | 1 | N | 28.82 | 28.82
18 | Consumables | N/A | 1 | N | 240.4 | 240.4
19 | Custom Duty: (TAX) | N/A | 1 |  | 522.24 | 522.24
20 | Transportation from UK: | N/A | 1 |  | 62.5 | 62.5
21 | LC Charge: | N/A | 1 |  | 365.568 | 365.568
22 | Clearance | N/A | 1 |  | 34.0909 | 34.0909
TOTAL | [5 empty] | 13442.6018
Optional ATS included Genset Cost Price
p | Item description | Item code | Qty | Unit | Unit Price | Total Price
1 | EP controller replacement 6120-6110 | N/A | 1 | N | 0 | 0
2 | EP - ATS Enclosure replacment | N/A | 0 | N | 0 | 0
3 | Canopy size replacement | N/A | 0 | N | 0 | 0
4 | ATYS , 4P , 100 A | 25010001 | 1 | N | 1210 | 1210
5 | Battery Charger 12V, 3A | 01050001 | 1 | N | 109.5238 | 109.5238
6 | Round Relay Base 11 Pin | 02020019 | 1 | N | 12 | 12
7 | Relay 230V Coil 10A switch Rating/11Pin | 02020022 | 1 | N | 35 | 35
8 | Relay 12VDC, 14 Pin | 02020002 | 3 | N | 11 | 33
9 | Relay Base 14 Pin | 02020006 | 3 | N | 6.5048 | 19.5143
10 | Busbar | N/A | 0 | N | 0 | 0
11 | Fuse Carrier | 02010001 | 5 | N | 3 | 15
12 | Fuse | 02010007 | 5 | N | 0.5 | 2.5
13 | MCB,10A | 01020015 | 2 | N | 9.0476 | 18.0952
14 | MCB,20A | 01020013 | 2 | N | 9.0476 | 18.0952
15 | Consuamles | N/A | 1 | set | 50 | 50
Total | [5 empty] | 1522.7286
ATS included Genset Total Cost |  |  |  | 14965.3303
R00 | 2018-12-16

## AMD13PN5
Standard Genset Cost AMD13PN5 // Open Type
p | Item Description | Item Code | Qty | Unit | Unit Price | Total Price | SAR | GPB
1 | Perkins 403A-15G1 |  | 1 | N | 11786.1 | 11786.1 | 11786.1 | 2311
2 | ALTERNATOR STAMFORD S0L1-L
3 | Engine Oil 15 W 40 | 04030002 | 6 | L | 6.1905 | 37.1429
4 | Distilled Water | 04040003 | 3 | L | 0.85714 | 2.5714
5 | Anti Freeze Coolant water | 04040001 | 3 | L | 2.7619 | 8.2857
6 | 2" silencer end to end | 24010007 | 1 | N | 31.2375 | 31.2375
7 | Base Frame | N/A | 1 | N | 565.4375 | 565.4375
8 | MOUNTING 400KG, METAL WITH RUBBER M14 | 03010009 | 4 | N | 16.8571 | 67.4286
9 | Electrical Pannel & Harness 403 / 404 | 27010001 | 1 | N | 743.0067 | 743.0067
10 | Silencer Support & pipe line | 28010001 | 1 | N | 72.9381 | 72.9381
11 | 1C×50MM CU/PVC FELXIBLE CABLE RED,600/1000 | 01010061 | 0.8 | M | 13.8 | 11.04
12 | 1C×50MM CU/PVC FLEXIBLE CABLE,450/750V | 01010004 | 0.8 | M | 13.81 | 11.048
13 | 1C×16MM CU/XLPE/PVC CABLE G&Y | 01010020 | 0.3 | M | 3.42 | 1.026
14 | BATTERY 40AH | 01080012 | 1 | N | 135 | 135
15 | 1C×10MM Flexible Cable | 02070059 | 4 | M | 2.64 | 10.56
16 | CT 60/5 | 01030014 | 3 | N | 18.09 | 54.27
17 | MCB 40 A | 01020029 | 1 | N | 28.82 | 28.82
18 | Consumables | N/A | 1 | N | 240.4 | 240.4
19 | Custom Duty: (TAX) | N/A | 1 |  | 589.305 | 589.305
20 | Transportation from UK: | N/A | 1 |  | 76.3889 | 76.3889
21 | LC Charge: | N/A | 1 |  | 412.5135 | 412.5135
22 | Clearance | N/A | 1 |  | 41.6667 | 41.6667
TOTAL | [5 empty] | 14926.1864
Optional ATS included Genset Cost Price
p | Item description | Item code | Qty | Unit | Unit Price | Total Price
1 | EP controller replacement 6120-6110 | N/A | 1 | N | 0 | 0
2 | EP - ATS Enclosure replacment | N/A | 0 | N | 0 | 0
3 | Canopy size replacement | N/A | 0 | N | 0 | 0
4 | ATYS , 4P , 100 A | 25010001 | 1 | N | 1210 | 1210
5 | Battery Charger 12V, 3A | 01050001 | 1 | N | 109.5238 | 109.5238
6 | Round Relay Base 11 Pin | 02020019 | 1 | N | 12 | 12
7 | Relay 230V Coil 10A switch Rating/11Pin | 02020022 | 1 | N | 35 | 35
8 | Relay 12VDC, 14 Pin | 02020002 | 3 | N | 11 | 33
9 | Relay Base 14 Pin | 02020006 | 3 | N | 6.5048 | 19.5143
10 | Busbar | N/A | 0 | N | 0 | 0
11 | Fuse Carrier | 02010001 | 5 | N | 3 | 15
12 | Fuse | 02010007 | 5 | N | 0.5 | 2.5
13 | MCB,10A | 01020015 | 2 | N | 9.0476 | 18.0952
14 | MCB,20A | 01020013 | 2 | N | 9.0476 | 18.0952
15 | Consuamles | N/A | 1 | set | 50 | 50
Total | [5 empty] | 1522.7286
ATS included Genset Total Cost |  |  |  | 16448.915
R00 | 2018-12-16

## AMD15PN5
Standard Genset Cost Price AMD15PN5 // Open Type
p | Item Description | Item Code | Qty | Unit | Unit Price | Total Price | SAR | GPB
1 | Perkins 403A-15G2 | 06010051 | 1 | N | 12153.3 | 12153.3 | 12153.3 | 2383
2 | ALTERNATOR STAMFORD S0L1-P | 06010054
3 | Engine Oil 15 W 40 | 04030002 | 6 | L | 6.1905 | 37.1429
4 | Distilled Water | 04040003 | 3 | L | 0.85714 | 2.5714
5 | Anti Freeze Coolant water | 04040001 | 3 | L | 2.7619 | 8.2857
6 | 2" silencer end to end | 24010007 | 1 | N | 31.2375 | 31.2375
7 | Base Frame | N/A | 1 | N | 565.4375 | 565.4375
8 | MOUNTING 400KG, METAL WITH RUBBER M14 | 03010009 | 4 | N | 16.8571 | 67.4286
9 | Electrical Pannel & Harness 403 / 404 | 27010001 | 1 | N | 743.0067 | 743.0067
10 | silencer support & pipe line | N/A | 1 | N | 72.9381 | 72.9381
11 | 1C×50MM CU/PVC FELXIBLE CABLE RED,600/1000 | 01010061 | 0.8 | M | 13.8 | 11.04
12 | 1C×50MM CU/PVC FLEXIBLE CABLE,450/750V | 01010004 | 0.8 | M | 13.81 | 11.048
13 | 1C×16MM CU/XLPE/PVC CABLE G&Y | 01010020 | 0.3 | M | 3.42 | 1.026
14 | BATTERY 40AH | 01080012 | 1 | N | 135 | 135
15 | 1C×10MM Flexible Cable | 02070059 | 4 | M | 2.64 | 10.56
16 | CT 60/5 | 01030014 | 3 | N | 18.09 | 54.27
17 | MCB 40 A | 01020029 | 1 | N | 28.82 | 28.82
18 | Consumables | N/A | 1 | N | 240.4 | 240.4
19 | Custom Duty: (TAX) | N/A | 1 |  | 607.665 | 607.665
20 | Transportation from UK: | N/A | 1 |  | 76.3889 | 76.3889
21 | LC Charge: | N/A | 1 |  | 425.3655 | 425.3655
22 | Clearance | N/A | 1 |  | 41.6667 | 41.6667
TOTAL | [5 empty] | 15324.5984
Optional ATS included Genset Cost Price
p | Item description | Item code | Qty | Unit | Unit Price | Total Price
1 | EP controller replacement 6120-6110 | N/A | 1 | N | 0 | 0
2 | EP - ATS Enclosure replacment | N/A | 0 | N | 0 | 0
3 | Canopy size replacement | N/A | 0 | N | 0 | 0
4 | ATYS , 4P , 100 A | 25010001 | 1 | N | 1210 | 1210
5 | Battery Charger 12V, 3A | 01050001 | 1 | N | 109.5238 | 109.5238
6 | Round Relay Base 11 Pin | 02020019 | 1 | N | 12 | 12
7 | Relay 230V Coil 10A switch Rating/11Pin | 02020022 | 1 | N | 35 | 35
8 | Relay 12VDC, 14 Pin | 02020002 | 3 | N | 11 | 33
9 | Relay Base 14 Pin | 02020006 | 3 | N | 6.5048 | 19.5143
10 | Busbar | N/A | 0 | N | 0 | 0
11 | Fuse Carrier | 02010001 | 5 | N | 3 | 15
12 | Fuse | 02010007 | 5 | N | 0.5 | 2.5
13 | MCB,10A | 01020015 | 2 | N | 9.0476 | 18.0952
14 | MCB,20A | 01020013 | 2 | N | 9.0476 | 18.0952
15 | Consuamles | N/A | 1 | set | 50 | 50
Total | [5 empty] | 1522.7286
ATS included Genset Total Cost |  |  |  | 16847.327
R00 | 2018-12-16

## AMD20PN5
Standard Genset Cost AMD20PN5 // Open Type
p | Item Description | Item Code | Qty | Unit | Unit Price | Total Price | SAR | GPB
1 | Perkins 404A-22G1 |  | 1 | N | 15157.2 | 15157.2 | 15157.2 | 2972
2 | ALTERNATOR STAMFORD S0L2-G
3 | Engine Oil 15 W 40 | 04030002 | 10.6 | L | 6.1905 | 65.619
4 | Distilled Water | 04040003 | 4 | L | 0.85714 | 3.4286
5 | Anti Freeze Coolant water | 04040001 | 3 | L | 2.7619 | 8.2857
6 | 2" silencer end to end | 24010007 | 1 | N | 31.2375 | 31.2375
7 | Base Frame | N/A | 1 | N | 565.4375 | 565.4375
8 | MOUNTING 400KG, METAL WITH RUBBER M14 | 03010009 | 4 | N | 16.8571 | 67.4286
9 | Electrical Pannel & Harness 403 / 404 | 27010001 | 1 | N | 743.0067 | 743.0067
10 | Silencer support & pipe line | N/A | 1 | N | 72.9381 | 72.9381
11 | 1C×50MM CU/PVC FELXIBLE CABLE RED,600/1000 | 01010061 | 0.8 | M | 13.8 | 11.04
12 | 1C×50MM CU/PVC FLEXIBLE CABLE,450/750V | 01010004 | 0.8 | M | 13.81 | 11.048
13 | 1C×16MM CU/XLPE/PVC CABLE G&Y | 01010020 | 0.3 | M | 3.42 | 1.026
14 | BATTERY 40AH | 01080012 | 1 | N | 135 | 135
15 | 1C×10MM Flexible Cable | 02070059 | 4 | M | 2.64 | 10.56
16 | CT 60/5 | 01030014 | 3 | N | 18.09 | 54.27
17 | MCB 40 A | 01020029 | 1 | N | 28.82 | 28.82
18 | Consumables | N/A | 1 | N | 240.4 | 240.4
19 | Custom Duty: (TAX) | N/A | 1 |  | 757.86 | 757.86
20 | Transportation from UK: | N/A | 1 |  | 85.9375 | 85.9375
21 | LC Charge: | N/A | 1 |  | 530.502 | 530.502
22 | Clearance | N/A | 1 |  | 46.875 | 46.875
TOTAL | [5 empty] | 18627.9202
Optional ATS included Genset Cost Price
p | Item description | Item code | Qty | Unit | Unit Price | Total Price
1 | EP controller replacement 6120-6110 | N/A | 1 | N | 0 | 0
2 | EP - ATS Enclosure replacment | N/A | 0 | N | 0 | 0
3 | Canopy size replacement | N/A | 0 | N | 0 | 0
4 | ATYS , 4P , 100 A | 25010001 | 1 | N | 1210 | 1210
5 | Battery Charger 12V, 3A | 01050001 | 1 | N | 109.5238 | 109.5238
6 | Round Relay Base 11 Pin | 02020019 | 1 | N | 12 | 12
7 | Relay 230V Coil 10A switch Rating/11Pin | 02020022 | 1 | N | 35 | 35
8 | Relay 12VDC, 14 Pin | 02020002 | 3 | N | 11 | 33
9 | Relay Base 14 Pin | 02020006 | 3 | N | 6.5048 | 19.5143
10 | Busbar | N/A | 0 | N | 0 | 0
11 | Fuse Carrier | 02010001 | 5 | N | 3 | 15
12 | Fuse | 02010007 | 5 | N | 0.5 | 2.5
13 | MCB,10A | 01020015 | 2 | N | 9.0476 | 18.0952
14 | MCB,20A | 01020013 | 2 | N | 9.0476 | 18.0952
15 | Consuamles | N/A | 1 | set | 50 | 50
Total | [5 empty] | 1522.7286
ATS included Genset Total Cost |  |  |  | 20150.6488
R00 | 2018-12-16

## AMD30PN5
Standard Genset Cost AMD30PN5 // Open Type
p | Item Description | Item Code | Qty | Unit | Unit Price | Total Price | SAR | GPB
1 | PERKINS ENGINE 1103A-33G | 06020041 | 1 | N | 16712.7 | 16712.7 | 16712.7 | 3277
2 | ALTERNATOR STAMFORD S0L2-P | 06020047
3 | Engine Oil 15 W 40 | 04030002 | 8.3 | L | 6.1905 | 51.381
4 | Distilled water | 04040003 | 6 | L | 0.85714 | 5.1429
5 | Anti freeze coolant water | 04040001 | 4 | L | 2.7619 | 11.0476
6 | END TO END RESIDENTIAL SILENCER 3"to 4" | 24010006 | 1 | N | 95.2559 | 95.2559
7 | Base Frame | N/A | 1 | N | 565.4375 | 565.4375
8 | MOUNTING 400KG, METAL WITH RUBBER M14 | 03010009 | 4 | N | 16.8571 | 67.4286
9 | Silencer Support & pipe Line | N/A | 1 | N | 149.569 | 149.569
10 | Electrical Pannel & Harness 1103 / 1104 | 27010002 | 1 | N | 825.7087 | 825.7087
11 | CT 60/5 | 01030014 | 3 | N | 18 | 54
12 | 1C×50MM CU/PVC FLEXIBLE CABLE,450/750V | 01010004 | 1.5 | M | 13.8 | 20.7
13 | PLASTIC CABLE GLAND 63MM | 01040017 | 2 | N | 7 | 14
14 | MCCB 60A,3P | 01020043 | 1 | N | 102.3 | 102.3
15 | BATTERY 50AH | 01080007 | 1 | N | 175 | 175
16 | 1C×50MM CU/PVC FELXIBLE CABLE RED,600/1000 | 01010061 | 1.5 | M | 13.81 | 20.715
17 | 1CX35MM, CU/PVC CABLE ,Y/G | 01010035 | 0.8 | M | 8.8 | 7.04
18 | 1C×16MM CU/PVC FLEXIBLE CABLE | 02070075 | 6 | M | 4.39 | 26.34
19 | Consumables | N/A | 1 | N | 342.09 | 342.09
20 | Custom Duty: (TAX) | N/A | 1 |  | 835.635 | 835.635
21 | Transportation from UK: | N/A | 1 |  | 125 | 125
22 | LC Charge: | N/A | 1 |  | 584.9445 | 584.9445
23 | Clearance | N/A | 1 |  | 68.1818 | 68.1818
TOTAL | [5 empty] | 20859.6175
Optional ATS included Genset Cost Price
p | Item description | Item code | Qty | Unit | Unit Price | Total Price
1 | EP controller replacement 6120-6110 | N/A | 1 | N | 0 | 0
2 | EP - ATS Enclosure replacment | N/A | 0 | N | 0 | 0
3 | Canopy size replacement | N/A | 0 | N | 0 | 0
4 | ATYS , 4P , 100 A | 25010001 | 1 | N | 1210 | 1210
5 | Battery Charger 12V, 3A | 01050001 | 1 | N | 109.5238 | 109.5238
6 | Round Relay Base 11 Pin | 02020019 | 1 | N | 12 | 12
7 | Relay 230V Coil 10A switch Rating/11Pin | 02020022 | 1 | N | 35 | 35
8 | Relay 12VDC, 14 Pin | 02020002 | 3 | N | 11 | 33
9 | Relay Base 14 Pin | 02020006 | 3 | N | 6.5048 | 19.5143
10 | Busbar | N/A | 0 | N | 0 | 0
11 | Fuse Carrier | 02010001 | 5 | N | 3 | 15
12 | Fuse | 02010007 | 5 | N | 0.5 | 2.5
13 | MCB,10A | 01020015 | 2 | N | 9.0476 | 18.0952
14 | MCB,20A | 01020013 | 2 | N | 9.0476 | 18.0952
15 | Consuamles | N/A | 1 | set | 100 | 50
Total | [5 empty] | 1522.7286
ATS included Genset Total Cost |  |  |  | 22382.346
R00 | 2018-12-16

## AMD45PN5
Standard Genset Cost AMD45PN5 // Open Type
p | Item Description | Item Code | Qty | Unit | Unit Price | Total Price | SAR | GPB
1 | PERKINS ENGINE 1103A-33TG1 |  | 1 | N | 19140.3 | 19140.3 | 19140.3 | 3753
2 | ALTERNATOR STAMFORD UCI224D
3 | Engine Oil 15 W 40 | 04030002 | 7.9 | L | 6.1905 | 48.9048
4 | Distilled water | 04040003 | 7 | L | 0.85714 | 6
5 | Anti freeze coolant water | 04040001 | 5 | L | 2.7619 | 13.8095
6 | END TO END RESIDENTIAL SILENCER 3"to 4" | 24010006 | 1 | N | 95.2559 | 95.2559
7 | Base Frame | N/A | 1 | N | 565.4375 | 565.4375
8 | MOUNTING 400KG, METAL WITH RUBBER M14 | 03010009 | 4 | N | 16.8571 | 67.4286
9 | Silencer support & pipe Line | N/A | 1 | N | 149.569 | 149.569
10 | Electrical Pannel & Harness 1103 / 1104 | 27010002 | 1 | N | 825.7087 | 825.7087
11 | CT 60/5 | 01030014 | 3 | N | 18 | 54
12 | 1C×50MM CU/PVC FLEXIBLE CABLE,450/750V | 01010004 | 7.5 | M | 13.8 | 103.5
13 | PLASTIC CABLE GLAND 63MM | 01040017 | 2 | N | 7 | 14
14 | MCCB 100A,3P | 01020043 | 1 | N | 102.3 | 102.3
15 | BATTERY 50AH | 01080007 | 1 | N | 175 | 175
16 | 1C×50MM CU/PVC FELXIBLE CABLE RED,600/1000 | 01010061 | 1.5 | M | 13.81 | 20.715
17 | 1CX35MM, CU/PVC CABLE ,Y/G | 01010035 | 0.8 | M | 8.8 | 7.04
18 | Consumables | N/A | 1 | N | 342.09 | 342.09
19 | Custom Duty: (TAX) | N/A | 1 |  | 957.015 | 957.015
20 | Transportation from UK: | N/A | 1 |  | 137.5 | 137.5
21 | LC Charge: | N/A | 1 |  | 669.9105 | 669.9105
22 | Clearance | N/A | 1 |  | 75 | 75
TOTAL | [5 empty] | 23570.4845
Optional ATS included Genset Cost Price
p | Item description | Item code | Qty | Unit | Unit Price | Total Price
1 | EP controller replacement 6120-6110 | N/A | 1 | N | 0 | 0
2 | EP - ATS Enclosure replacment | N/A | 0 | N | 0 | 0
3 | Canopy size replacement | N/A | 0 | N | 0 | 0
4 | ATYS , 4P , 100 A | 25010001 | 1 | N | 1210 | 1210
5 | Battery Charger 12V, 3A | 01050001 | 1 | N | 109.5238 | 109.5238
6 | Round Relay Base 11 Pin | 02020019 | 1 | N | 12 | 12
7 | Relay 230V Coil 10A switch Rating/11Pin | 02020022 | 1 | N | 35 | 35
8 | Relay 12VDC, 14 Pin | 02020002 | 3 | N | 11 | 33
9 | Relay Base 14 Pin | 02020006 | 3 | N | 6.5048 | 19.5143
10 | Busbar | N/A | 0 | N | 0 | 0
11 | Fuse Carrier | 02010001 | 5 | N | 3 | 15
12 | Fuse | 02010007 | 5 | N | 0.5 | 2.5
13 | MCB,10A | 01020015 | 2 | N | 9.0476 | 18.0952
14 | MCB,20A | 01020013 | 2 | N | 9.0476 | 18.0952
15 | Consuamles | N/A | 1 | set | 100 | 100
Total | [5 empty] | 1572.7286
ATS included Genset Total Cost |  |  |  | 25143.2131
R00 | 2018-12-16

## AMD60PN5
Standard Genset Cost AMD60PN5 // Open Type
p | Item Description | Item Code | Qty | Unit | Unit Price | Total Price | SAR | GPB
1 | PERKINS ENGINE 1103A-33TG2 |  | 1 | N | 21669.9 | 21669.9 | 21669.9 | 4249
2 | ALTERNATOR STAMFORD S1L2Y
3 | Engine Oil 15 W 40 | 04030002 | 8.3 | L | 6.1905 | 51.381
4 | Distilled water | 04040003 | 7 | L | 0.85714 | 6
5 | Anti freeze coolant water | 04040001 | 5 | L | 2.7619 | 13.8095
6 | END TO END RESIDENTIAL SILENCER 3"to 4" | 24010006 | 1 | N | 95.2559 | 95.2559
7 | Base Frame | N/A | 1 | N | 565.4375 | 565.4375
8 | MOUNTING 400KG, METAL WITH RUBBER M14 | 03010009 | 4 | N | 16.8571 | 67.4286
9 | Silencer Support & pipe Line | N/A | 1 | N | 149.569 | 149.569
10 | Electrical Pannel & Harness 1103 / 1104 | 27010002 | 1 | N | 825.7087 | 825.7087
11 | CT 60/5 | 01030014 | 3 | N | 18 | 54
12 | 1C×50MM CU/PVC FLEXIBLE CABLE,450/750V | 01010004 | 7.5 | M | 13.8 | 103.5
13 | PLASTIC CABLE GLAND 63MM | 01040017 | 2 | N | 7 | 14
14 | MCCB 100A,3P | 01020043 | 1 | N | 102.3 | 102.3
15 | BATTERY 50AH | 01080007 | 1 | N | 175 | 175
16 | 1C×50MM CU/PVC FELXIBLE CABLE RED,600/1000 | 01010061 | 1.5 | M | 13.81 | 20.715
17 | 1CX35MM, CU/PVC CABLE ,Y/G | 01010035 | 0.8 | M | 8.8 | 7.04
18 | Consumables | N/A | 1 | N | 342.09 | 342.09
19 | Custom Duty: (TAX) | N/A | 1 |  | 1083.495 | 1083.495
20 | Transportation from UK: | N/A | 1 |  | 157.1429 | 157.1429
21 | LC Charge: | N/A | 1 |  | 758.4465 | 758.4465
22 | Clearance | N/A | 1 |  | 85.7143 | 85.7143
TOTAL | [5 empty] | 26347.9338
Optional ATS included Genset Cost Price
p | Item description | Item code | Qty | Unit | Unit Price | Total Price
1 | EP controller replacement 6120-6110 | N/A | 1 | N | 0 | 0
2 | EP - ATS Enclosure replacment | N/A | 0 | N | 0 | 0
3 | Canopy size replacement | N/A | 0 | N | 0 | 0
4 | ATYS , 4P , 100 A | 25010001 | 1 | N | 1210 | 1210
5 | Battery Charger 12V, 3A | 01050001 | 1 | N | 109.5238 | 109.5238
6 | Round Relay Base 11 Pin | 02020019 | 1 | N | 12 | 12
7 | Relay 230V Coil 10A switch Rating/11Pin | 02020022 | 1 | N | 35 | 35
8 | Relay 12VDC, 14 Pin | 02020002 | 3 | N | 11 | 33
9 | Relay Base 14 Pin | 02020006 | 3 | N | 6.5048 | 19.5143
10 | Busbar | N/A | 0 | N | 0 | 0
11 | Fuse Carrier | 02010001 | 5 | N | 3 | 15
12 | Fuse | 02010007 | 5 | N | 0.5 | 2.5
13 | MCB,10A | 01020015 | 2 | N | 9.0476 | 18.0952
14 | MCB,20A | 01020013 | 2 | N | 9.0476 | 18.0952
15 | Consuamles | N/A | 1 | set | 100 | 100
Total | [5 empty] | 1572.7286
ATS included Genset Total Cost |  |  |  | 27920.6624
R00 | 2018-12-16

## AMD65PN5
Standard Genset Cost AMD65PN // Open Type
p | Item Description | Item Code | Qty | Unit | Unit Price | Total Price | SAR | GPB
1 | Perkins Engine 1104A-44TG1 |  | 1 | N | 21975.9 | 21975.9 | 21975.9 | 4309
2 | stamfored Alternator SIL2Y
3 | Engine Oil 15 W 40 | 04030002 | 8.3 | L | 6.1905 | 51.381
4 | Distilled water | 04040003 | 7 | L | 0.85714 | 6
5 | Anti Freeze Coolant water | 04040001 | 6 | L | 2.7619 | 16.5714
6 | 3" to 4" end to end silencer | 24010006 | 1 | N | 95.2559 | 95.2559
7 | Base Frame | N/A | 1 | N | 785.1095 | 785.1095
8 | MOUNTING 400KG, METAL WITH RUBBER M16 | 03010010 | 4 | N | 16.8762 | 67.5048
9 | Electrical Pannel & Harness 1103 / 1104 | 27010002 | 1 | N | 825.7087 | 825.7087
10 | Silencer Support & pipe Line | 27010002 | 1 | N | 149.569 | 149.569
11 | CT 150/5 | 01030012 | 3 | N | 18 | 54
12 | PLASTIC CABLE GLAND 63MM | 01040017 | 2 | N | 7 | 14
13 | MCCB LSIS 125A, 3P | 01020049 | 1 | N | 257.92 | 257.92
14 | BATTERY 50AH | 01080007 | 1 | N | 175 | 175
15 | 1C×50MM CU/PVC FELXIBLE CABLE RED,600/1000 | 1010061 | 1.5 | M | 13.81 | 20.715
16 | 1CX35MM, CU/PVC CABLE ,Y/G | 1010035 | 0.8 | M | 8.8 | 7.04
17 | 1C×50MM CU/PVC FLEXIBLE CABLE,450/750V | 01010004 | 7.5 | M | 13.8 | 103.5
18 | Consumables | N/A | 1 | N | 342.09 | 342.09
19 | Custom Duty: (TAX) | N/A | 1 |  | 1098.795 | 1098.795
20 | Transportation from UK: | N/A | 1 |  | 196.4286 | 196.4286
21 | LC Charge: | N/A | 1 |  | 769.1565 | 769.1565
22 | Clearance | N/A | 1 |  | 107.1429 | 107.1429
TOTAL | [5 empty] | 27118.7882
Optional ATS included Genset Cost Price
p | Item description | Item code | Qty | Unit | Unit Price | Total Price
1 | EP controller replacement 6120-6110 | N/A | 1 | N | 0 | 0
2 | EP - ATS Enclosure replacment | N/A | 1 | N | 500 | 500
3 | Base Frame replacement | N/A | 1 | N | 700 | 700
4 | ATYS , 3P , 160 A | 25010002 | 1 | N | 1920.88 | 1920.88
5 | Battery Charger 12V, 3A | 01050001 | 1 | N | 109.5238 | 109.5238
6 | Round Relay Base 11 Pin | 02020019 | 1 | N | 12 | 12
7 | Relay 230V Coil 10A switch Rating/11Pin | 02020022 | 1 | N | 35 | 35
8 | Relay 12VDC, 14 Pin | 02020002 | 3 | N | 11 | 33
9 | Relay Base 14 Pin | 02020006 | 3 | N | 6.5048 | 19.5143
10 | Busbar 40*5 | 01060014 | 5 | N | 42.76 | 213.8
11 | Busbar insulator 10*40 | 01060005 | 12 | N | 2.75 | 33
12 | Fuse Carrier | 02010001 | 5 | N | 3 | 15
13 | Fuse | 02010007 | 5 | N | 0.5 | 2.5
14 | MCB,10A | 01020015 | 2 | N | 9.0476 | 18.0952
15 | MCB,20A | 01020013 | 2 | N | 9.0476 | 18.0952
16 | Consuamles | N/A | 1 | set | 100 | 100
Total | [5 empty] | 3730.4086
ATS included Genset Total Cost |  |  |  | 30849.1968
R00 | 2018-12-16

## AMD80PN5
Standard Genset Cost AMD80PN // Open Type
p | Item Description | Item Code | Qty | Unit | Unit Price | Total Price | SAR | GPB
1 | Perkins Engine 1104C-44TG2 |  | 1 | N | 24301.5 | 24301.5 | 24301.5 | 4765
2 | stamfored Alternator UCI224G
3 | Engine Oil 15 W 40 | 04030002 | 8.3 | L | 6.1905 | 51.381
4 | Distilled water | 04040003 | 7 | L | 0.85714 | 6
5 | Anti Freeze Coolant water | 04040001 | 6 | L | 2.7619 | 16.5714
6 | 3" to 4" end to end silencer | 24010006 | 1 | N | 95.2559 | 95.2559
7 | Base Frame | N/A | 1 | N | 785.1095 | 785.1095
8 | MOUNTING 400KG, METAL WITH RUBBER M16 | 03010010 | 4 | N | 16.8762 | 67.5048
9 | Electrical Pannel & Harness 1103 / 1104 | 27010002 | 1 | N | 825.7087 | 825.7087
10 | Silencer Support & pipe Line | N/A | 1 | N | 149.569 | 149.569
11 | CT 150/5 | 01030012 | 3 | N | 18 | 54
12 | PLASTIC CABLE GLAND 63MM | 01040017 | 2 | N | 7 | 14
13 | MCCB LSIS 150A, 3P | 01020049 | 1 | N | 257.92 | 257.92
14 | BATTERY 50AH | 01080007 | 1 | N | 175 | 175
15 | 1C×50MM CU/PVC FELXIBLE CABLE RED,600/1000 | 01010061 | 1.5 | M | 13.81 | 20.715
16 | 1CX35MM, CU/PVC CABLE ,Y/G | 01010035 | 0.8 | M | 8.8 | 7.04
17 | 1C×50MM CU/PVC FLEXIBLE CABLE,450/750V | 01010004 | 7.5 | M | 13.8 | 103.5
18 | Consumables | N/A | 1 | N | 342.09 | 342.09
19 | Custom Duty: (TAX) | N/A | 1 |  | 1215.075 | 1215.075
20 | Transportation from UK: | N/A | 1 |  | 196.4286 | 196.4286
21 | LC Charge: | N/A | 1 |  | 850.5525 | 850.5525
22 | Clearance | N/A | 1 |  | 107.1429 | 107.1429
TOTAL | [5 empty] | 29642.0642
Optional ATS included Genset Cost Price
p | Item description | Item code | Qty | Unit | Unit Price | Total Price
1 | EP controller replacement 6120-6110 | N/A | 1 | N | 0 | 0
2 | EP - ATS Enclosure replacment | N/A | 1 | N | 500 | 500
3 | base frame replacement | N/A | 1 | N | 700 | 700
4 | ATYS , 3P , 160 A | 25010002 | 1 | N | 1920.88 | 1920.88
5 | Battery Charger 12V, 3A | 01050001 | 1 | N | 109.5238 | 109.5238
6 | Round Relay Base 11 Pin | 02020019 | 1 | N | 12 | 12
7 | Relay 230V Coil 10A switch Rating/11Pin | 02020022 | 1 | N | 35 | 35
8 | Relay 12VDC, 14 Pin | 02020002 | 3 | N | 11 | 33
9 | Relay Base 14 Pin | 02020006 | 3 | N | 6.5048 | 19.5143
10 | Busbar 40*5 | 01060014 | 5 | N | 42.76 | 213.8
11 | Busbar insulator 10*40 | 01060005 | 12 | N | 2.75 | 33
12 | Fuse Carrier | 02010001 | 5 | N | 3 | 15
13 | Fuse | 02010007 | 5 | N | 0.5 | 2.5
14 | MCB,10A | 01020015 | 2 | N | 9.0476 | 18.0952
15 | MCB,20A | 01020013 | 2 | N | 9.0476 | 18.0952
16 | Consuamles | N/A | 1 | set | 100 | 100
Total | [5 empty] | 3730.4086
ATS included Genset Total Cost |  |  |  | 33372.4728
R00 | 2018-12-16

## AMD80'PN5
Standard Genset Cost AMD80,PN // Open Type
p | Item Description | Item Code | Qty | Unit | Unit Price | Total Price | SAR | GPB
1 | Perkins Engine 1104C-44TAG1 |  | 1 | N | 26979 | 26979 | 26979 | 5290
2 | stamfored Alternator UCI224G
3 | Engine Oil 15 W 40 | 04030002 | 8.3 | L | 6.1905 | 51.381
4 | Distilled water | 04040003 | 7 | L | 0.85714 | 6
5 | Anti Freeze Coolant water | 04040001 | 6 | L | 2.7619 | 16.5714
6 | 3" to 4" end to end silencer | 24010006 | 1 | N | 95.2559 | 95.2559
7 | Base Frame | N/A | 1 | N | 785.1095 | 785.1095
8 | MOUNTING 400KG, METAL WITH RUBBER M16 | 03010010 | 4 | N | 16.8762 | 67.5048
9 | Electrical Pannel & Harness 1103 / 1104 | 27010002 | 1 | N | 825.7087 | 825.7087
10 | Silencer Support & pipe line | N/A | 1 | N | 149.569 | 149.569
11 | CT 150/5 | 01030012 | 3 | N | 18 | 54
12 | PLASTIC CABLE GLAND 63MM | 01040017 | 2 | N | 7 | 14
13 | MCCB LSIS 150A, 3P | 01020049 | 1 | N | 257.92 | 257.92
14 | BATTERY 50AH | 01080007 | 1 | N | 175 | 175
15 | 1C×50MM CU/PVC FELXIBLE CABLE RED,600/1000 | 01010061 | 1.5 | M | 13.81 | 20.715
16 | 1CX35MM, CU/PVC CABLE ,Y/G | 01010035 | 0.8 | M | 8.8 | 7.04
17 | 1C×50MM CU/PVC FLEXIBLE CABLE,450/750V | 01010004 | 7.5 | M | 13.8 | 103.5
18 | Consumables | N/A | 1 | N | 342.09 | 342.09
19 | Custom Duty: (TAX) | N/A | 1 |  | 1348.95 | 1348.95
20 | Transportation from UK: | N/A | 1 |  | 196.4286 | 196.4286
21 | LC Charge: | N/A | 1 |  | 944.265 | 944.265
22 | Clearance | N/A | 1 |  | 107.1429 | 107.1429
TOTAL | [5 empty] | 32547.1517
Optional ATS included Genset Cost Price
p | Item description | Item code | Qty | Unit | Unit Price | Total Price
1 | EP controller replacement 6120-6110 | N/A | 1 | N | 0 | 0
2 | EP - ATS Enclosure replacment | N/A | 1 | N | 500 | 500
3 | Base Frame replacement | N/A | 1 | N | 700 | 700
4 | ATYS , 3P , 160 A | 25010002 | 1 | N | 1920.88 | 1920.88
5 | Battery Charger 12V, 3A | 01050001 | 1 | N | 109.5238 | 109.5238
6 | Round Relay Base 11 Pin | 02020019 | 1 | N | 12 | 12
7 | Relay 230V Coil 10A switch Rating/11Pin | 02020022 | 1 | N | 35 | 35
8 | Relay 12VDC, 14 Pin | 02020002 | 3 | N | 11 | 33
9 | Relay Base 14 Pin | 02020006 | 3 | N | 6.5048 | 19.5143
10 | Busbar 40*5 | 01060014 | 5 | N | 42.76 | 213.8
11 | Busbar insulator 10*40 | 01060005 | 12 | N | 2.75 | 33
12 | Fuse Carrier | 02010001 | 5 | N | 3 | 15
13 | Fuse | 02010007 | 5 | N | 0.5 | 2.5
14 | MCB,10A | 01020015 | 2 | N | 9.0476 | 18.0952
15 | MCB,20A | 01020013 | 2 | N | 9.0476 | 18.0952
16 | Consuamles | N/A | 1 | set | 100 | 100
Total | [5 empty] | 3730.4086
ATS included Genset Total Cost |  |  |  | 36277.5603
R00 | 2018-12-16

## AMD100PN5
Standard Genset Cost AMD100PN // Open Type
p | Item Description | Item Code | Qty | Unit | Unit Price | Total Price | SAR | GPB
1 | Perkins Engine 1104C-44TAG2 | 06020043 | 1 | N | 28845.6 | 28845.6 | 28845.6 | 5656
2 | stamfored Alternator UCI274C | 06020068
3 | Engine Oil 15 W 40 | 04030002 | 8.3 | L | 6.1905 | 51.381
4 | Distilled water | 04040003 | 7 | L | 0.85714 | 6
5 | Anti Freeze Coolant water | 04040001 | 6 | L | 2.7619 | 16.5714
6 | 3" to 4" end to end silencer | 24010006 | 1 | N | 95.2559 | 95.2559
7 | Base Frame | N/A | 1 | N | 785.1095 | 785.1095
8 | MOUNTING 400KG, METAL WITH RUBBER M16 | 03010010 | 4 | N | 16.8762 | 67.5048
9 | Electrical Pannel & Harness 1103 / 1104 | 27010002 | 1 | N | 825.7087 | 825.7087
10 | Silencer Support & pipe line | N/A | 1 | N | 149.569 | 149.569
11 | CT 200/5 | 01030012 | 3 | N | 18 | 54
12 | PLASTIC CABLE GLAND 63MM | 01040017 | 2 | N | 7 | 14
13 | MCCB LSIS 175A, 3P | 01020049 | 1 | N | 257.92 | 257.92
14 | BATTERY 50AH | 01080007 | 1 | N | 175 | 175
15 | 1C×50MM CU/PVC FELXIBLE CABLE RED,600/1000 | 01010061 | 1.5 | M | 13.81 | 20.715
16 | 1CX35MM, CU/PVC CABLE ,Y/G | 01010035 | 0.8 | M | 8.8 | 7.04
17 | 1C×50MM CU/PVC FLEXIBLE CABLE,450/750V | 01010004 | 7.5 | M | 13.8 | 103.5
18 | Consumables | N/A | 1 | N | 342.09 | 342.09
19 | Custom Duty: (TAX) | N/A | 1 |  | 1442.28 | 1442.28
20 | Transportation from UK: | N/A | 1 |  | 196.4286 | 196.4286
21 | LC Charge: | N/A | 1 |  | 1009.596 | 1009.596
22 | Clearance | N/A | 1 |  | 107.1429 | 107.1429
TOTAL | [5 empty] | 34572.4127
Optional ATS included Genset Cost Price
p | Item description | Item code | Qty | Unit | Unit Price | Total Price
1 | EP controller replacement 6120-6110 | N/A | 1 | N | 0 | 0
2 | EP - ATS Enclosure replacment | N/A | 1 | N | 500 | 500
3 | Base Frame replacement | N/A | 1 | N | 700 | 700
4 | ATYS , 3P , 250 A | 25010003 | 1 | N | 2322 | 2322
5 | Battery Charger 12V, 3A | 01050001 | 1 | N | 109.5238 | 109.5238
6 | Round Relay Base 11 Pin | 02020019 | 1 | N | 12 | 12
7 | Relay 230V Coil 10A switch Rating/11Pin | 02020022 | 1 | N | 35 | 35
8 | Relay 12VDC, 14 Pin | 02020002 | 3 | N | 11 | 33
9 | Relay Base 14 Pin | 02020006 | 3 | N | 6.5048 | 19.5143
10 | Busbar 40*5 | 01060014 | 5 | N | 42.76 | 213.8
11 | Busbar insulator 10*40 | 01060005 | 12 | N | 2.75 | 33
12 | Fuse Carrier | 02010001 | 5 | N | 3 | 15
13 | Fuse | 02010007 | 5 | N | 0.5 | 2.5
14 | MCB,10A | 01020015 | 2 | N | 9.0476 | 18.0952
15 | MCB,20A | 01020013 | 2 | N | 9.0476 | 18.0952
16 | Consuamles | N/A | 1 | set | 100 | 100
Total | [5 empty] | 4131.5286
ATS included Genset Total Cost |  |  |  | 38703.9413
R00 | 2018-12-16

## AMD135PN5
Standard Genset Cost AMD135PN // Open Type
p | Item Description | Item Code | Qty | Unit | Unit Price | Total Price | SAR | GPB
1 | Perkins Engine 1106A-70TG1 |  | 1 | N | 37658.4 | 37658.4 | 37658.4 | 7384
2 | stamfored Alternator UCI274E
3 | Engine Oil 15 W 40 | 04030002 | 18 | L | 6.1905 | 111.4286
4 | Distilled water | 04040003 | 14 | L | 0.85714 | 12
5 | Anti Freeze Coolant water | 04040001 | 7 | L | 2.7619 | 19.3333
6 | END TO END RESIDENTIAL SILENCER 4" | 24010004 | 1 | N | 202.3586 | 202.3586
7 | Base Frame | N/A | 1 | N | 785.1095 | 785.1095
8 | MOUNTING 400KG, METAL WITH RUBBER M14 | 03010009 | 4 | N | 16.8571 | 67.4286
9 | Electrical Pannel & Harness 1106 3500X1200X1400 | 27010003 | 1 | N | 848.7087 | 848.7087
10 | silencer support & pipe Line | N/A | 1 | N | 257.1486 | 257.1486
11 | CT 300/5 | 01030010 | 3 | N | 18 | 54
12 | MCCB LSIS 250A, 3P | 01020050 | 1 | N | 296.75 | 296.75
13 | 1C×95MM CU/PVC FLEXIBLE CABLE | 01010013 | 6 | M | 25.74 | 154.44
14 | PLASTIC CABLE GLAND 63MM | 01040017 | 2 | N | 7 | 14
15 | BATTERY 70A FREE MAINTENANCE | 01080003 | 1 | N | 250 | 250
16 | 1C×50MM CU/PVC FLEXIBLE CABLE,450/750V | 01010004 | 1.5 | M | 13.8 | 20.7
17 | 1C×50MM CU/PVC FELXIBLE CABLE RED,600/1000 | 01010061 | 1.5 | M | 13.81 | 20.715
18 | 1CX50MM CU/PVC Y/G CABLE | 01010056 | 0.8 | M | 12.5 | 10
19 | Consumables | N/A | 1 | N | 545.1 | 545.1
20 | Custom Duty: (TAX) | N/A | 1 |  | 1882.92 | 1882.92
21 | Transportation from UK: | N/A | 1 |  | 305.5556 | 305.5556
22 | LC Charge: | N/A | 1 |  | 1318.044 | 1318.044
23 | Clearance | N/A | 1 |  | 166.6667 | 166.6667
TOTAL | [5 empty] | 45000.807
Optional ATS included Genset Cost Price
p | Item description | Item code | Qty | Unit | Unit Price | Total Price
1 | EP controller replacement 6120-6110 | N/A | 1 | N | 0 | 0
2 | EP - ATS Enclosure replacment | N/A | 1 | N | 750 | 750
3 | Base Frame Replacement | N/A | 1 | N | 500 | 500
4 | ATYS , 3P , 250 A | 25010003 | 1 | N | 2322 | 2322
5 | Battery Charger 12V, 3A | 01050001 | 1 | N | 109.5238 | 109.5238
6 | Round Relay Base 11 Pin | 02020019 | 1 | N | 12 | 12
7 | Relay 230V Coil 10A switch Rating/11Pin | 02020022 | 1 | N | 35 | 35
8 | Relay 12VDC, 14 Pin | 02020002 | 3 | N | 11 | 33
9 | Relay Base 14 Pin | 02020006 | 3 | N | 6.5048 | 19.5143
10 | Busbar 40*5 | 01060014 | 8 | N | 42.76 | 342.08
11 | Busbar insulator 10*40 | 01060005 | 12 | N | 2.75 | 33
12 | Fuse Carrier | 02010001 | 5 | N | 3 | 15
13 | Fuse | 02010007 | 5 | N | 0.5 | 2.5
14 | MCB,10A | 01020015 | 2 | N | 9.0476 | 18.0952
15 | MCB,20A | 01020013 | 2 | N | 9.0476 | 18.0952
16 | Consuamles | N/A | 1 | set | 200 | 200
Total | [5 empty] | 4409.8086
ATS included Genset Total Cost |  |  |  | 49410.6156
R00 | 2018-12-16

## AMD150PN5
Standard Genset Cost AMD150PN // Open Type
p | Item Description | Item Code | Qty | Unit | Unit Price | Total Price | SAR | GPB
1 | Perkins Engine 1106A-70TAG2 | 06020049 | 1 | N | 42488.1 | 42488.1 | 42488.1 | 8331
2 | stamfored Alternator UCI274F | 06020065
3 | Engine Oil 15 W 40 | 04030002 | 16.5 | L | 6.1905 | 102.1429
4 | Distilled water | 04040003 | 14 | L | 0.85714 | 12
5 | Anti Freeze Coolant water | 04040001 | 7 | L | 2.7619 | 19.3333
6 | END TO END RESIDENTIAL SILENCER 4" | 24010004 | 1 | N | 202.3586 | 202.3586
7 | BASE FRAME | N/A | 1 | N | 785.1095 | 785.1095
8 | MOUNTING 400KG, METAL WITH RUBBER M14 | 03010009 | 4 | N | 16.8571 | 67.4286
9 | Electrical Pannel & Harness 1106 3500X1200X1400 | 27010003 | 1 | N | 848.7087 | 848.7087
10 | silencer support & pipe Line | N/A | 1 | N | 257.1486 | 257.1486
11 | CT 300/5 | 01030010 | 3 | N | 18 | 54
12 | MCCB LSIS 250A, 3P | 01020050 | 1 | N | 296.75 | 296.75
13 | 1C×95MM CU/PVC FLEXIBLE CABLE | 01010013 | 6 | M | 25.74 | 154.44
14 | PLASTIC CABLE GLAND 63MM | 01040017 | 2 | N | 7 | 14
15 | BATTERY 70A FREE MAINTENANCE | 01080003 | 1 | N | 250 | 250
16 | 1C×50MM CU/PVC FLEXIBLE CABLE,450/750V | 01010004 | 1.5 | M | 13.8 | 20.7
17 | 1C×50MM CU/PVC FELXIBLE CABLE RED,600/1000 | 01010061 | 1.5 | M | 13.81 | 20.715
18 | 1CX50MM CU/PVC Y/G CABLE | 01010056 | 0.8 | M | 12.5 | 10
19 | Consumables | N/A | 1 | N | 545.1 | 545.1
20 | Custom Duty: (TAX) | N/A | 1 |  | 2124.405 | 2124.405
21 | Transportation from UK: | N/A | 1 |  | 305.5556 | 305.5556
22 | LC Charge: | N/A | 1 |  | 1487.0835 | 1487.0835
23 | Clearance | N/A | 1 |  | 166.6667 | 166.6667
TOTAL | [5 empty] | 50231.7458
Optional ATS included Genset Cost Price
p | Item description | Item code | Qty | Unit | Unit Price | Total Price
1 | EP controller replacement 6120-6110 | N/A | 1 | N | 0 | 0
2 | EP - ATS Enclosure replacment | N/A | 1 | N | 750 | 750
3 | Base Frame replacement | N/A | 1 | N | 500 | 500
4 | ATYS , 3P , 250 A | 25010003 | 1 | N | 2322 | 2322
5 | Battery Charger 12V, 3A | 01050001 | 1 | N | 109.5238 | 109.5238
6 | Round Relay Base 11 Pin | 02020019 | 1 | N | 12 | 12
7 | Relay 230V Coil 10A switch Rating/11Pin | 02020022 | 1 | N | 35 | 35
8 | Relay 12VDC, 14 Pin | 02020002 | 3 | N | 11 | 33
9 | Relay Base 14 Pin | 02020006 | 3 | N | 6.5048 | 19.5143
10 | Busbar 40*5 | 01060014 | 8 | N | 42.76 | 342.08
11 | Busbar insulator 10*40 | 01060005 | 12 | N | 2.75 | 33
12 | Fuse Carrier | 02010001 | 5 | N | 3 | 15
13 | Fuse | 02010007 | 5 | N | 0.5 | 2.5
14 | MCB,10A | 01020015 | 2 | N | 9.0476 | 18.0952
15 | MCB,20A | 01020013 | 2 | N | 9.0476 | 18.0952
16 | Consuamles | N/A | 1 | set | 200 | 200
Total | [5 empty] | 4409.8086
ATS included Genset Total Cost |  |  |  | 54641.5544
R00 | 2018-12-16

## AMD180PN5
Standard Genset Cost AMD180PN // Open Type
p | Item Description | Item Code | Qty | Unit | Unit Price | Total Price | SAR | GPB
1 | Perkins Engine 1106A-70TAG3 |  | 1 | N | 46797.6 | 46797.6 | 46797.6 | 9176
2 | stamfored Alternator UCI274G
3 | Engine Oil 15 W 40 | 04030002 | 16.5 | L | 6.1905 | 102.1429
4 | Distilled water | 04040003 | 14 | L | 0.85714 | 12
5 | Anti Freeze Coolant water | 04040001 | 7 | L | 2.7619 | 19.3333
6 | END TO END RESIDENTIAL SILENCER 4" | 24010004 | 1 | N | 202.3586 | 202.3586
7 | BASE FRAME | N/A | 1 | N | 785.1095 | 785.1095
8 | MOUNTING 400KG, METAL WITH RUBBER M14 | 03010009 | 4 | N | 16.8571 | 67.4286
9 | Electrical Pannel & Harness 1106 3500X1200X1400 | 27010003 | 1 | N | 848.7087 | 848.7087
10 | Silencer Support & pipe Line | N/A | 1 | N | 257.1486 | 257.1486
11 | CT 300/5 | 01030010 | 3 | N | 18 | 54
12 | MCCB LSIS 300A, 3P | 01020010 | 1 | N | 644.8 | 644.8
13 | 1C×120MM CU/PVC FLEXIBLE CABLE | 01010012 | 6 | M | 45.5 | 273
14 | PLASTIC CABLE GLAND 63MM | 01040017 | 2 | N | 7 | 14
15 | BATTERY 70A FREE MAINTENANCE | 01080003 | 1 | N | 250 | 250
16 | 1C×50MM CU/PVC FLEXIBLE CABLE,450/750V | 01010004 | 1.5 | M | 13.8 | 20.7
17 | 1C×50MM CU/PVC FELXIBLE CABLE RED,600/1000 | 01010061 | 1.5 | M | 13.81 | 20.715
18 | 1CX50MM CU/PVC Y/G CABLE | 01010056 | 0.8 | M | 12.5 | 10
19 | Consumables | N/A | 1 | N | 545.1 | 545.1
20 | Custom Duty: (TAX) | N/A | 1 |  | 2339.88 | 2339.88
21 | Transportation from UK: | N/A | 1 |  | 305.5556 | 305.5556
22 | LC Charge: | N/A | 1 |  | 1637.916 | 1637.916
23 | Clearance | N/A | 1 |  | 166.6667 | 166.6667
TOTAL | [5 empty] | 55374.1633
Optional ATS included Genset Cost Price
p | Item description | Item code | Qty | Unit | Unit Price | Total Price
1 | EP controller replacement 6120-6110 | N/A | 1 | N | 0 | 0
2 | EP - ATS Enclosure replacment | N/A | 1 | N | 750 | 750
3 | base frame replacement | N/A | 1 | N | 500 | 500
4 | ATYS , 3P , 400 A | 25010003 | 1 | N | 3165 | 3165
5 | Battery Charger 12V, 3A | 01050001 | 1 | N | 109.5238 | 109.5238
6 | Round Relay Base 11 Pin | 02020019 | 1 | N | 12 | 12
7 | Relay 230V Coil 10A switch Rating/11Pin | 02020022 | 1 | N | 35 | 35
8 | Relay 12VDC, 14 Pin | 02020002 | 3 | N | 11 | 33
9 | Relay Base 14 Pin | 02020006 | 3 | N | 6.5 | 19.5
10 | Busbar 40*5 | 01060014 | 12 | N | 42.76 | 513.12
11 | Busbar insulator 10*40 | 01060005 | 12 | N | 2.75 | 33
12 | Fuse Carrier | 02010001 | 5 | N | 3 | 15
13 | Fuse | 02010007 | 5 | N | 0.5 | 2.5
14 | MCB,10A | 01020015 | 2 | N | 9 | 18
15 | MCB,20A | 01020013 | 2 | N | 9 | 18
16 | Consuamles | N/A | 1 | set | 200 | 200
Total | [5 empty] | 5423.6438
ATS included Genset Total Cost |  |  |  | 60797.8071
R00 | 2018-12-16

## AMD200PN5
Standard Genset Cost AMD200PN // Open Type
p | Item Description | Item Code | Qty | Unit | Unit Price | Total Price | SAR | GPB
1 | Perkins Engine 1106A-70TAG4 |  | 1 | N | 52178.1 | 52178.1 | 52178.1 | 10231
2 | stamfored Alternator UCI274H
3 | Engine Oil 15 W 40 | 04030002 | 16.5 | L | 6.1905 | 102.1429
4 | Distilled water | 04040003 | 14 | L | 0.85714 | 12
5 | Anti Freeze Coolant water | 04040001 | 7 | L | 2.7619 | 19.3333
6 | END TO END RESIDENTIAL SILENCER 4" | 24010004 | 1 | N | 260.86 | 260.86
7 | BASE FRAME | N/A | 1 | N | 906.25 | 906.25
8 | MOUNTING 400KG, METAL WITH RUBBER M14 | 03010009 | 4 | N | 16.8571 | 67.4286
9 | Electrical Pannel & Harness 1106 3500X1200X1400 | 27010003 | 1 | N | 966.05 | 966.05
10 | Silencer Support & pipe Line | N/A | 1 | N | 299.69 | 299.69
11 | CT 400/5 | 01030009 | 3 | N | 18 | 54
12 | MCCB LSIS 350A, 3P | 01020054 | 1 | N | 644.8 | 644.8
13 | 1C×120MM CU/PVC FLEXIBLE CABLE | 01010012 | 6 | M | 45.5 | 273
14 | PLASTIC CABLE GLAND 63MM | 01040017 | 2 | N | 7 | 14
15 | BATTERY 70A FREE MAINTENANCE | 01080003 | 1 | N | 250 | 250
16 | 1C×50MM CU/PVC FLEXIBLE CABLE,450/750V | 01010004 | 1.5 | M | 13.8 | 20.7
17 | 1C×50MM CU/PVC FELXIBLE CABLE RED,600/1000 | 01010061 | 1.5 | M | 13.81 | 20.715
18 | 1CX50MM CU/PVC Y/G CABLE | 01010056 | 0.8 | M | 12.5 | 10
19 | Consumables | N/A | 1 | N | 545.1 | 545.1
20 | Custom Duty: (TAX) | N/A | 1 |  | 2608.905 | 2608.905
21 | Transportation from UK: | N/A | 1 |  | 305.5556 | 305.5556
22 | LC Charge: | N/A | 1 |  | 1826.2335 | 1826.2335
23 | Clearance | N/A | 1 |  | 166.6667 | 166.6667
TOTAL | [5 empty] | 61551.5305
Optional ATS included Genset Cost Price
p | Item description | Item code | Qty | Unit | Unit Price | Total Price
1 | EP controller replacement 6120-6110 | N/A | 1 | N | 0 | 0
2 | EP - ATS Enclosure replacment | N/A | 1 | N | 750 | 750
3 | Base Frame Replacement | N/A | 1 | N | 500 | 500
4 | ATYS , 3P , 400 A | 25010003 | 1 | N | 3165 | 3165
5 | Battery Charger 12V, 3A | 01050001 | 1 | N | 109.5238 | 109.5238
6 | Round Relay Base 11 Pin | 02020019 | 1 | N | 12 | 12
7 | Relay 230V Coil 10A switch Rating/11Pin | 02020022 | 1 | N | 35 | 35
8 | Relay 12VDC, 14 Pin | 02020002 | 3 | N | 11 | 33
9 | Relay Base 14 Pin | 02020006 | 3 | N | 6.5 | 19.5
10 | Busbar 40*5 | 01060014 | 12 | N | 42.76 | 513.12
11 | Busbar insulator 10*40 | 01060005 | 12 | N | 2.75 | 33
12 | Fuse Carrier | 02010001 | 5 | N | 3 | 15
13 | Fuse | 02010007 | 5 | N | 0.5 | 2.5
14 | MCB,10A | 01020015 | 2 | N | 9 | 18
15 | MCB,20A | 01020013 | 2 | N | 9 | 18
16 | Consuamles | N/A | 1 | set | 200 | 200
Total | [5 empty] | 5423.6438
ATS included Genset Total Cost |  |  |  | 66975.1743
R00 | 2018-12-16

## AMD200.PN5
Standard Genset Cost AMD200.PN // Open Type
p | Item Description | Item Code | Qty | Unit | Unit Price | Total Price | SAR | GPB
1 | Perkins Engine 1506A-E88TAG1 |  | 1 | N | 60674.7 | 60674.7 | 60674.7 | 11897
2 | stamfored Alternator UCI274H
3 | Engine Oil 15 W 40 | 04030002 | 41 | L | 6.1905 | 253.8095
4 | Distilled water | 04040003 | 20 | L | 0.85714 | 17.1429
5 | Anti Freeze Coolant water | 04040001 | 10 | L | 2.7619 | 27.619
6 | END TO END RESIDENTIAL SILENCER 4" | 24010004 | 1 | N | 202.3586 | 202.3586
7 | BASE FRAME | N/A | 1 | N | 1508.8095 | 1508.8095
8 | MOUNTING 600KG, METAL WITH RUBBER M14 | 03010010 | 4 | N | 29.8667 | 119.4667
9 | Electrical Pannel & Harness 1506 | 27010004 | 1 | N | 771.3944 | 771.3944
10 | Silencer Support & pipe Line | N/A | 1 | N | 352.0933 | 352.0933
11 | CT 400/5 | 01030009 | 3 | N | 18 | 54
12 | MCCB LSIS 350A, 3P | 01020054 | 1 | N | 644.8 | 644.8
13 | 1C×120MM CU/PVC FLEXIBLE CABLE | 01010012 | 6 | M | 45.5 | 273
14 | PLASTIC CABLE GLAND 63MM | 01040017 | 4 | N | 7 | 28
15 | BATTERY 100A FREE MAINTENANCE | 01080011 | 2 | N | 355 | 710
16 | 1C×50MM CU/PVC FLEXIBLE CABLE,450/750V | 01010004 | 2 | M | 13.8 | 27.6
17 | 1C×50MM CU/PVC FELXIBLE CABLE RED,600/1000 | 01010061 | 2 | M | 13.81 | 27.62
18 | 1CX50MM CU/PVC Y/G CABLE | 01010056 | 0.8 | M | 12.5 | 10
19 | Consumables | N/A | 1 | N | 726.13 | 726.13
20 | Custom Duty: (TAX) | N/A | 1 |  | 3033.735 | 3033.735
21 | Transportation from UK: | N/A | 1 |  | 550 | 550
22 | LC Charge: | N/A | 1 |  | 2123.6145 | 2123.6145
23 | Clearance | N/A | 1 |  | 300 | 300
TOTAL | [5 empty] | 72435.8934
Optional ATS included Genset Cost Price
p | Item description | Item code | Qty | Unit | Unit Price | Total Price
1 | EP controller replacement 6120-6110 | N/A | 1 | N | 0 | 0
2 | EP - ATS Enclosure replacment | N/A | 1 | N | 1400 | 1400
3 | base frame replacement | N/A | 1 | N | 600 | 600
4 | ATYS , 3P , 400 A | 2501000 | 1 | N | 3165 | 3165
5 | Battery Charger 24V, 5A | 01050002 | 1 | N | 157.1429 | 157.1429
6 | Round Relay Base 11 Pin | 02020019 | 1 | N | 12 | 12
7 | Relay 230V Coil 10A switch Rating/11Pin | 02020022 | 1 | N | 35 | 35
8 | Relay 12VDC, 14 Pin | 02020002 | 3 | N | 11 | 33
9 | Relay Base 14 Pin | 02020006 | 3 | N | 6.5 | 19.5
10 | Busbar 40*5 | 01060014 | 12 | N | 42.76 | 513.12
11 | Busbar insulator 10*40 | 01060005 | 12 | N | 2.75 | 33
12 | Fuse Carrier | 02010001 | 5 | N | 3 | 15
13 | Fuse | 02010007 | 5 | N | 0.5 | 2.5
14 | MCB,10A | 01020015 | 2 | N | 9 | 18
15 | MCB,20A | 01020013 | 2 | N | 9 | 18
16 | Consuamles | N/A | 1 | set | 200 | 200
Total | [5 empty] | 6221.2629
ATS included Genset Total Cost |  |  |  | 78657.1563
R00 | 2018-12-16

## AMD230PN5
Standard Genset Cost AMD230PN // Open Type
p | Item Description | Item Code | Qty | Unit | Unit Price | Total Price | SAR | GPB
1 | Perkins Engine 1506A-E88TAG2 |  | 1 | N | 67044.6 | 67044.6 | 67044.6 | 13146
2 | stamfored Alternator UCI274J
3 | Engine Oil 15 W 40 | 04030002 | 41 | L | 6.1905 | 253.8095
4 | Distilled water | 04040003 | 20 | L | 0.85714 | 17.1429
5 | Anti Freeze Coolant water | 04040001 | 10 | L | 2.7619 | 27.619
6 | END TO END RESIDENTIAL SILENCER 4" | 24010004 | 1 | N | 202.3586 | 202.3586
7 | BASE FRAME | N/A | 1 | N | 1508.8095 | 1508.8095
8 | MOUNTING 600KG, METAL WITH RUBBER M14 | 03010010 | 4 | N | 29.8667 | 119.4667
9 | Electrical Pannel & Harness 1506 | 27010004 | 1 | N | 771.3944 | 771.3944
10 | silencer support & pipe line | N/A | 1 | N | 352.0933 | 352.0933
11 | CT 400/5 | 01030009 | 3 | N | 18 | 54
12 | MCCB LSIS 400A, 3P | 01020009 | 1 | N | 644.8 | 644.8
13 | 1C×120MM CU/PVC FLEXIBLE CABLE | 01010012 | 6 | M | 45.5 | 273
14 | PLASTIC CABLE GLAND 63MM | 01040017 | 4 | N | 7 | 28
15 | BATTERY 100A FREE MAINTENANCE | 01080011 | 2 | N | 355 | 710
16 | 1C×50MM CU/PVC FLEXIBLE CABLE,450/750V | 01010004 | 2 | M | 13.8 | 27.6
17 | 1C×50MM CU/PVC FELXIBLE CABLE RED,600/1000 | 01010061 | 2 | M | 13.81 | 27.62
18 | 1CX50MM CU/PVC Y/G CABLE | 01010056 | 0.8 | M | 12.5 | 10
19 | Consumables | N/A | 1 | N | 726.13 | 726.13
20 | Custom Duty: (TAX) | N/A | 1 |  | 3352.23 | 3352.23
21 | Transportation from UK: | N/A | 1 |  | 550 | 550
22 | LC Charge: | N/A | 1 |  | 2346.561 | 2346.561
23 | Clearance | N/A | 1 |  | 300 | 300
TOTAL | [5 empty] | 79347.2349
Optional ATS included Genset Cost Price
p | Item description | Item code | Qty | Unit | Unit Price | Total Price
1 | EP controller replacement 6120-6110 | N/A | 1 | N | 0 | 0
2 | EP - ATS Enclosure replacment | N/A | 1 | N | 1400 | 1400
3 | base frame replacement | N/A | 1 | N | 600 | 600
4 | ATYS , 3P , 400 A | 2501000 | 1 | N | 3165 | 3165
5 | Battery Charger 24V, 5A | 01050002 | 1 | N | 157.1429 | 157.1429
6 | Round Relay Base 11 Pin | 02020019 | 1 | N | 12 | 12
7 | Relay 230V Coil 10A switch Rating/11Pin | 02020022 | 1 | N | 35 | 35
8 | Relay 12VDC, 14 Pin | 02020002 | 3 | N | 11 | 33
9 | Relay Base 14 Pin | 02020006 | 3 | N | 6.5 | 19.5
10 | Busbar 40*5 | 01060014 | 12 | N | 42.76 | 513.12
11 | Busbar insulator 10*40 | 01060005 | 12 | N | 2.75 | 33
12 | Fuse Carrier | 02010001 | 5 | N | 3 | 15
13 | Fuse | 02010007 | 5 | N | 0.5 | 2.5
14 | MCB,10A | 01020015 | 2 | N | 9 | 18
15 | MCB,20A | 01020013 | 2 | N | 9 | 18
16 | Consuamles | N/A | 1 | set | 200 | 200
Total | [5 empty] | 6221.2629
ATS included Genset Total Cost |  |  |  | 85568.4978
R00 | 2018-12-16

## AMD250PN5
Standard Genset Cost AMD250PN // Open Type
p | Item Description | Item Code | Qty | Unit | Unit Price | Total Price | SAR | GPB
1 | Perkins Engine 1506A-E88TAG3 |  | 1 | N | 67967.7 | 67967.7 | 67967.7 | 13327
2 | stamfored Alternator UCDI274K
3 | Engine Oil 15 W 40 | 04030002 | 41 | L | 6.1905 | 253.8095
4 | Distilled water | 04040003 | 20 | L | 0.85714 | 17.1429
5 | Anti Freeze Coolant water | 04040001 | 10 | L | 2.7619 | 27.619
6 | END TO END RESIDENTIAL SILENCER 4" | 24010004 | 1 | N | 202.3586 | 202.3586
7 | BASE FRAME | N/A | 1 | N | 1508.8095 | 1508.8095
8 | MOUNTING 600KG, METAL WITH RUBBER M14 | 03010010 | 4 | N | 29.8667 | 119.4667
9 | Electrical Pannel & Harness 1506 | 27010004 | 1 | N | 771.3944 | 771.3944
10 | silencer support & pipe line | N/A | 1 | N | 352.0933 | 352.0933
11 | CT 400/5 | 01030009 | 3 | N | 18 | 54
12 | MCCB LSIS 400A, 3P | 01020009 | 1 | N | 644.8 | 644.8
13 | 1C×120MM CU/PVC FLEXIBLE CABLE | 01010012 | 6 | M | 45.5 | 273
14 | PLASTIC CABLE GLAND 63MM | 01040017 | 4 | N | 7 | 28
15 | BATTERY 100A FREE MAINTENANCE | 01080011 | 2 | N | 355 | 710
16 | 1C×50MM CU/PVC FLEXIBLE CABLE,450/750V | 01010004 | 2 | M | 13.8 | 27.6
17 | 1C×50MM CU/PVC FELXIBLE CABLE RED,600/1000 | 01010061 | 2 | M | 13.81 | 27.62
18 | 1CX50MM CU/PVC Y/G CABLE | 01010056 | 0.8 | M | 12.5 | 10
19 | Consumables | N/A | 1 | N | 726.13 | 726.13
20 | Custom Duty: (TAX) | N/A | 1 |  | 3398.385 | 3398.385
21 | Transportation from UK: | N/A | 1 |  | 550 | 550
22 | LC Charge: | N/A | 1 |  | 2378.8695 | 2378.8695
23 | Clearance | N/A | 1 |  | 300 | 300
TOTAL | [5 empty] | 80348.7984
Optional ATS included Genset Cost Price
p | Item description | Item code | Qty | Unit | Unit Price | Total Price
1 | EP controller replacement 6120-6110 | N/A | 1 | N | 0 | 0
2 | EP - ATS Enclosure replacment | N/A | 1 | N | 1400 | 1400
3 | Base Frame replacement | N/A | 1 | N | 600 | 600
4 | ATYS , 3P , 400 A | 2501000 | 1 | N | 3165 | 3165
5 | Battery Charger 24V, 5A | 01050002 | 1 | N | 157.1429 | 157.1429
6 | Round Relay Base 11 Pin | 02020019 | 1 | N | 12 | 12
7 | Relay 230V Coil 10A switch Rating/11Pin | 02020022 | 1 | N | 35 | 35
8 | Relay 12VDC, 14 Pin | 02020002 | 3 | N | 11 | 33
9 | Relay Base 14 Pin | 02020006 | 3 | N | 6.5 | 19.5
10 | Busbar 40*5 | 01060014 | 12 | N | 42.76 | 513.12
11 | Busbar insulator 10*40 | 01060005 | 12 | N | 2.75 | 33
12 | Fuse Carrier | 02010001 | 5 | N | 3 | 15
13 | Fuse | 02010007 | 5 | N | 0.5 | 2.5
14 | MCB,10A | 01020015 | 2 | N | 9 | 18
15 | MCB,20A | 01020013 | 2 | N | 9 | 18
16 | Consuamles | N/A | 1 | set | 200 | 200
Total | [5 empty] | 6221.2629
ATS included Genset Total Cost |  |  |  | 86570.0613
R00 | 2018-12-16

## AMD275PN5
Standard Genset Cost AMD275PN // Open Type
p | Item Description | Item Code | Qty | Unit | Unit Price | Total Price | SAR | GPB
1 | Perkins Engine 1506A-E88TAG4 |  | 1 | N | 84864 | 84864 | 84864 | 16640
2 | stamfored Alternator S4L1D-D
3 | Engine Oil 15 W 40 | 04030002 | 41 | L | 6.1905 | 253.8095
4 | Distilled water | 04040003 | 21 | L | 0.85714 | 18
5 | Anti Freeze Coolant water | 04040001 | 12 | L | 2.7619 | 33.1429
6 | END TO END RESIDENTIAL SILENCER 4" | 24010004 | 1 | N | 202.3586 | 202.3586
7 | BASE FRAME | N/A | 1 | N | 1508.8095 | 1508.8095
8 | MOUNTING 600KG, METAL WITH RUBBER M14 | 03010010 | 6 | N | 29.8667 | 179.2
9 | Electrical Pannel & Harness 1506 | 27010004 | 1 | N | 771.3944 | 771.3944
10 | Silencer support & pipe Line | N/A | 1 | N | 352.0933 | 352.0933
11 | CT 500/5 | 01030008 | 3 | N | 18 | 54
12 | MCCB LSIS 500A, 3P | 01020008 | 1 | N | 1120.96 | 1120.96
13 | 1C×240MM CU/PVC FLEXIBLE CABLE | 01010073 | 7 | M | 62.26 | 435.82
14 | PLASTIC CABLE GLAND 63MM | 01040017 | 4 | N | 7 | 28
15 | BATTERY 100A FREE MAINTENANCE | 01080011 | 2 | N | 355 | 710
16 | 1C×50MM CU/PVC FLEXIBLE CABLE,450/750V | 01010004 | 2 | M | 13.8 | 27.6
17 | 1C×50MM CU/PVC FELXIBLE CABLE RED,600/1000 | 01010061 | 2 | M | 13.81 | 27.62
18 | 1CX50MM CU/PVC Y/G CABLE | 01010056 | 0.8 | M | 12.5 | 10
19 | Consumables | N/A | 1 | N | 726.13 | 726.13
20 | Custom Duty: (TAX) | N/A | 1 |  | 4243.2 | 4243.2
21 | Transportation from UK: | N/A | 1 |  | 611.1111 | 611.1111
22 | LC Charge: | N/A | 1 |  | 2970.24 | 2970.24
23 | Clearance | N/A | 1 |  | 333.3333 | 333.3333
TOTAL | [5 empty] | 99480.8226
Optional ATS included Genset Cost Price
p | Item description | Item code | Qty | Unit | Unit Price | Total Price
1 | EP controller replacement 6120-6110 | N/A | 1 | N | 0 | 0
2 | EP - ATS Enclosure replacment | N/A | 1 | N | 1400 | 1400
3 | Base Frame replacement | N/A | 1 | N | 600 | 600
4 | ATYS , 3P , 630 A | 25010005 | 1 | N | 4000 | 4000
5 | Battery Charger 24V, 5A | 01050002 | 1 | N | 157.1429 | 157.1429
6 | Round Relay Base 11 Pin | 02020019 | 1 | N | 12 | 12
7 | Relay 230V Coil 10A switch Rating/11Pin | 02020022 | 1 | N | 35 | 35
8 | Relay 12VDC, 14 Pin | 02020002 | 3 | N | 11 | 33
9 | Relay Base 14 Pin | 02020006 | 3 | N | 6.5 | 19.5
10 | Busbar 40*5 | 01060014 | 12 | N | 42.76 | 513.12
11 | Busbar insulator 10*40 | 01060005 | 12 | N | 2.75 | 33
12 | Fuse Carrier | 02010001 | 5 | N | 3 | 15
13 | Fuse | 02010007 | 5 | N | 0.5 | 2.5
14 | MCB,10A | 01020015 | 2 | N | 9 | 18
15 | MCB,20A | 01020013 | 2 | N | 9 | 18
16 | Consuamles | N/A | 1 | set | 200 | 200
Total | [5 empty] | 7056.2629
ATS included Genset Total Cost |  |  |  | 106537.0855
R00 | 2018-12-16

## AMD300PN5
Standard Genset Cost AMD300PN // Open Type
p | Item Description | Item Code | Qty | Unit | Unit Price | Total Price | SAR | GPB
1 | Perkins Engine 1506A-E88TAG5 |  | 1 | N | 87286.5 | 87286.5 | 87286.5 | 17115
2 | stamfored Alternator S4L1D-D
3 | Engine Oil 15 W 40 | 04030002 | 41 | L | 6.1905 | 253.8095
4 | Distilled water | 04040003 | 21 | L | 0.85714 | 18
5 | Anti Freeze Coolant water | 04040001 | 12 | L | 2.7619 | 33.1429
6 | END TO END RESIDENTIAL SILENCER 4" | 24010004 | 1 | N | 202.3586 | 202.3586
7 | BASE FRAME | N/A | 1 | N | 1508.8095 | 1508.8095
8 | MOUNTING 600KG, METAL WITH RUBBER M14 | 03010010 | 6 | N | 29.8667 | 179.2
9 | Electrical Pannel & Harness 1506 | 27010004 | 1 | N | 771.3944 | 771.3944
10 | Silencer Support & pipe line | N/A | 1 | N | 352.0933 | 352.0933
11 | CT 500/5 | 01030008 | 3 | N | 18 | 54
12 | MCCB LSIS 500A, 3P | 01020008 | 1 | N | 1120.96 | 1120.96
13 | 1C×240MM CU/PVC FLEXIBLE CABLE | 01010073 | 7 | M | 62.26 | 435.82
14 | PLASTIC CABLE GLAND 63MM | 01040017 | 4 | N | 7 | 28
15 | BATTERY 100A FREE MAINTENANCE | 01080011 | 2 | N | 355 | 710
16 | 1C×50MM CU/PVC FLEXIBLE CABLE,450/750V | 01010004 | 2 | M | 13.8 | 27.6
17 | 1C×50MM CU/PVC FELXIBLE CABLE RED,600/1000 | 01010061 | 2 | M | 13.81 | 27.62
18 | 1CX50MM CU/PVC Y/G CABLE | 01010056 | 0.8 | M | 12.5 | 10
19 | Consumables | N/A | 1 | N | 726.13 | 726.13
20 | Custom Duty: (TAX) | N/A | 1 |  | 4364.325 | 4364.325
21 | Transportation from UK: | N/A | 1 |  | 611.1111 | 611.1111
22 | LC Charge: | N/A | 1 |  | 3055.0275 | 3055.0275
23 | Clearance | N/A | 1 |  | 333.3333 | 333.3333
TOTAL | [5 empty] | 102109.2351
Optional ATS included Genset Cost Price
p | Item description | Item code | Qty | Unit | Unit Price | Total Price
1 | EP controller replacement 6120-6110 | N/A | 1 | N | 0 | 0
2 | EP - ATS Enclosure replacment | N/A | 1 | N | 1400 | 1400
3 | Base Frame replacement | N/A | 1 | N | 600 | 600
4 | ATYS , 3P , 630 A | 25010005 | 1 | N | 4000 | 4000
5 | Battery Charger 24V, 5A | 01050002 | 1 | N | 157.1429 | 157.1429
6 | Round Relay Base 11 Pin | 02020019 | 1 | N | 12 | 12
7 | Relay 230V Coil 10A switch Rating/11Pin | 02020022 | 1 | N | 35 | 35
8 | Relay 12VDC, 14 Pin | 02020002 | 3 | N | 11 | 33
9 | Relay Base 14 Pin | 02020006 | 3 | N | 6.5 | 19.5
10 | Busbar 40*5 | 01060014 | 12 | N | 42.76 | 513.12
11 | Busbar insulator 10*40 | 01060005 | 12 | N | 2.75 | 33
12 | Fuse Carrier | 02010001 | 5 | N | 3 | 15
13 | Fuse | 02010007 | 5 | N | 0.5 | 2.5
14 | MCB,10A | 01020015 | 2 | N | 9 | 18
15 | MCB,20A | 01020013 | 2 | N | 9 | 18
16 | Consuamles | N/A | 1 | set | 200 | 200
Total | [5 empty] | 7056.2629
ATS included Genset Total Cost |  |  |  | 109165.498
R00 | 2018-12-16

## AMD350PN5
Standard Genset Cost AMD350PN // Open Type
p | Item Description | Item Code | Qty | Unit | Unit Price | Total Price | SAR | GPB
1 | Perkins Engine 2206A-E13TAG2 |  | 1 | N | 92146.8 | 92146.8 | 92146.8 | 18068
2 | stamfored Alternator S4L1D-E
3 | Engine Oil 15 W 40 | 04030002 | 40 | L | 6.1905 | 247.619
4 | Distilled water | 04040003 | 30 | L | 0.85714 | 25.7143
5 | Anti Freeze Coolant water | 04040001 | 21 | L | 2.7619 | 58
6 | 5" to 6" side to end silencer | 24010001 | 1 | N | 540.59 | 540.59
7 | BASE FRAME | N/A | 1 | N | 1788.5595 | 1788.5595
8 | MOUNTING 600KG, METAL WITH RUBBER M14 | 03010010 | 6 | N | 29.8667 | 179.2
9 | Electrical Pannel & Harness 2000 | 27010005 | 1 | N | 863.3662 | 863.3662
10 | Silencer Support & pipe line | N/A | 1 | N | 490.8443 | 490.8443
11 | CT 600/5 | 01030007 | 3 | N | 18 | 54
12 | MCCB LSIS 630A, 3P | 01020032 | 1 | N | 1120.96 | 1120.96
13 | 1C×240MM CU/PVC FLEXIBLE CABLE | 01010073 | 7 | M | 62.26 | 435.82
14 | PLASTIC CABLE GLAND 63MM | 01040017 | 4 | N | 7 | 28
15 | BATTERY 120A FREE MAINTENANCE | 01080010 | 2 | N | 413 | 826
16 | 1C×50MM CU/PVC FLEXIBLE CABLE,450/750V | 01010004 | 2 | M | 13.8 | 27.6
17 | 1C×50MM CU/PVC FELXIBLE CABLE RED,600/1000 | 01010061 | 2 | M | 13.81 | 27.62
18 | 1CX50MM CU/PVC Y/G CABLE | 01010056 | 0.8 | M | 12.5 | 10
19 | Consumables | N/A | 1 | N | 997.81 | 997.81
20 | Custom Duty: (TAX) | N/A | 1 |  | 4607.34 | 4607.34
21 | Transportation from UK: | N/A | 1 |  | 611.1111 | 611.1111
22 | LC Charge: | N/A | 1 |  | 3225.138 | 3225.138
23 | Clearance | N/A | 1 |  | 333.3333 | 333.3333
TOTAL | [5 empty] | 108645.4258
Optional ATS included Genset Cost Price
p | Item description | Item code | Qty | Unit | Unit Price | Total Price
1 | EP controller replacement 6120-6110 | N/A | 1 | N | 0 | 0
2 | EP - ATS Enclosure replacment | N/A | 1 | N | 1800 | 1800
3 | Base Frame replacement | N/A | 1 | N | 900 | 900
4 | ATYS , 3P , 630 A | 25010005 | 1 | N | 4000 | 4000
5 | Battery Charger 24V, 5A | 01050002 | 1 | N | 157.1429 | 157.1429
6 | Round Relay Base 11 Pin | 02020019 | 1 | N | 12 | 12
7 | Relay 230V Coil 10A switch Rating/11Pin | 02020022 | 1 | N | 35 | 35
8 | Relay 12VDC, 14 Pin | 02020002 | 3 | N | 11 | 33
9 | Relay Base 14 Pin | 02020006 | 3 | N | 6.5 | 19.5
10 | Busbar 40*10 | 01060003 | 12 | N | 120.8 | 1449.6
11 | Busbar insulator 10*40 | 01060005 | 12 | N | 2.75 | 33
12 | Fuse Carrier | 02010001 | 5 | N | 3 | 15
13 | Fuse | 02010007 | 5 | N | 0.5 | 2.5
14 | MCB,10A | 01020015 | 2 | N | 9 | 18
15 | MCB,20A | 01020013 | 2 | N | 9 | 18
16 | Consuamles | N/A | 1 | set | 400 | 400
Total | [5 empty] | 8892.7429
ATS included Genset Total Cost |  |  |  | 117538.1686
R00 | 2018-12-16

## AMD400PN5
Standard Genset Cost AMD400PN // Open Type
p | Item Description | Item Code | Qty | Unit | Unit Price | Total Price | SAR | GPB
1 | Perkins Engine 2206A-E13TAG3 |  | 1 | N | 102816 | 102816 | 102816 | 20160
2 | stamfored Alternator S4L1D-F
3 | Engine Oil 15 W 40 | 04030002 | 40 | L | 6.1905 | 247.619
4 | Distilled water | 04040003 | 30 | L | 0.85714 | 25.7143
5 | Anti Freeze Coolant water | 04040001 | 21 | L | 2.7619 | 58
6 | 5" to 6" side to end silencer | 24010001 | 1 | N | 540.59 | 540.59
7 | BASE FRAME | N/A | 1 | N | 1788.5595 | 1788.5595
8 | MOUNTING 600KG, METAL WITH RUBBER M14 | 03010010 | 6 | N | 29.8667 | 179.2
9 | Electrical Pannel & Harness 2000 | 27010005 | 1 | N | 863.3662 | 863.3662
10 | Silencer Support & pipe Line | N/A | 1 | N | 490.8443 | 490.8443
11 | CT 800/5 | 01030007 | 3 | N | 18 | 54
12 | MCCB LSIS 800A, 3P | 01020032 | 1 | N | 1278.44 | 1278.44
13 | 1C×240MM CU/PVC FLEXIBLE CABLE | 01010073 | 7 | M | 62.26 | 435.82
14 | PLASTIC CABLE GLAND 63MM | 01040017 | 4 | N | 7 | 28
15 | BATTERY 120A FREE MAINTENANCE | 01080010 | 2 | N | 413 | 826
16 | 1C×50MM CU/PVC FLEXIBLE CABLE,450/750V | 01010004 | 2 | M | 13.8 | 27.6
17 | 1C×50MM CU/PVC FELXIBLE CABLE RED,600/1000 | 01010061 | 2 | M | 13.81 | 27.62
18 | 1CX50MM CU/PVC Y/G CABLE | 01010056 | 0.8 | M | 12.5 | 10
19 | Consumables | N/A | 1 | N | 997.81 | 997.81
20 | Custom Duty: (TAX) | N/A | 1 |  | 5140.8 | 5140.8
21 | Transportation from UK: | N/A | 1 |  | 611.1111 | 611.1111
22 | LC Charge: | N/A | 1 |  | 3598.56 | 3598.56
23 | Clearance | N/A | 1 |  | 333.3333 | 333.3333
TOTAL | [5 empty] | 120378.9878
Optional ATS included Genset Cost Price
p | Item description | Item code | Qty | Unit | Unit Price | Total Price
1 | EP controller replacement 6120-6110 | N/A | 1 | N | 0 | 0
2 | EP - ATS Enclosure replacment | N/A | 1 | N | 1800 | 1800
3 | Base Frame replacement | N/A | 1 | N | 900 | 900
4 | ATYS , 3P , 800 A | 25010006 | 1 | N | 5647.2286 | 5647.2286
5 | Battery Charger 24V, 5A | 01050002 | 1 | N | 157.1429 | 157.1429
6 | Round Relay Base 11 Pin | 02020019 | 1 | N | 12 | 12
7 | Relay 230V Coil 10A switch Rating/11Pin | 02020022 | 1 | N | 35 | 35
8 | Relay 12VDC, 14 Pin | 02020002 | 3 | N | 11 | 33
9 | Relay Base 14 Pin | 02020006 | 3 | N | 6.5 | 19.5
10 | Busbar 40*10 | 01060003 | 12 | N | 120.8 | 1449.6
11 | Busbar insulator 10*40 | 01060005 | 12 | N | 2.75 | 33
12 | Fuse Carrier | 02010001 | 5 | N | 3 | 15
13 | Fuse | 02010007 | 5 | N | 0.5 | 2.5
14 | MCB,10A | 01020015 | 2 | N | 9 | 18
15 | MCB,20A | 01020013 | 2 | N | 9 | 18
16 | Consuamles | N/A | 1 | set | 400 | 400
Total | [5 empty] | 10539.9714
ATS included Genset Total Cost |  |  |  | 130918.9592
R00 | 2018-12-16

## AMD450PN5
Standard Genset Cost AMD450PN // Open Type
p | Item Description | Item Code | Qty | Unit | Unit Price | Total Price | SAR | GPB
1 | Perkins Engine 2506A-E15TAG1 |  | 1 | N | 114459.3 | 114459.3 | 114459.3 | 22443
2 | stamfored Alternator HCI544C
3 | Engine Oil 15 W 40 | 04030002 | 62 | L | 6.1905 | 383.8095
4 | Distilled water | 04040003 | 38 | L | 0.85714 | 32.5714
5 | Anti Freeze Coolant water | 04040001 | 20 | L | 2.7619 | 55.2381
6 | 5" to 6" side to end silencer | 24010001 | 1 | N | 540.59 | 540.59
7 | BASE FRAME | N/A | 1 | N | 1788.5595 | 1788.5595
8 | MOUNTING 600KG, METAL WITH RUBBER M14 | 03010010 | 6 | N | 29.8667 | 179.2
9 | Electrical Pannel & Harness 2000 | 27010005 | 1 | N | 863.3662 | 863.3662
10 | Silencer Sipport & pipe Line | N/A | 1 | N | 490.8443 | 490.8443
11 | CT 800/5 | 01030007 | 3 | N | 18 | 54
12 | MCCB LSIS 800A, 3P | 01020032 | 1 | N | 1278.44 | 1278.44
13 | 1C×240MM CU/PVC FLEXIBLE CABLE | 01010073 | 7 | M | 62.26 | 435.82
14 | PLASTIC CABLE GLAND 63MM | 01040017 | 4 | N | 7 | 28
15 | BATTERY 120A FREE MAINTENANCE | 01080010 | 2 | N | 413 | 826
16 | 1C×50MM CU/PVC FLEXIBLE CABLE,450/750V | 01010004 | 9 | M | 13.8 | 124.2
17 | 1C×50MM CU/PVC FELXIBLE CABLE RED,600/1000 | 01010061 | 2 | M | 13.81 | 27.62
18 | 1CX50MM CU/PVC Y/G CABLE | 01010056 | 0.8 | M | 12.5 | 10
19 | Consumables | N/A | 1 | N | 997.81 | 997.81
20 | Custom Duty: (TAX) | N/A | 1 |  | 5722.965 | 5722.965
21 | Transportation from UK: | N/A | 1 |  | 611.1111 | 611.1111
22 | LC Charge: | N/A | 1 |  | 4006.0755 | 4006.0755
23 | Clearance | N/A | 1 |  | 333.3333 | 333.3333
TOTAL | [5 empty] | 133248.854
Optional ATS included Genset Cost Price
p | Item description | Item code | Qty | Unit | Unit Price | Total Price
1 | EP controller replacement 6120-6110 | N/A | 1 | N | 0 | 0
2 | EP - ATS Enclosure replacment | N/A | 1 | N | 1800 | 1800
3 | Base Frame replacement | N/A | 1 | N | 900 | 900
4 | ATYS , 3P , 800 A | 25010006 | 1 | N | 5647.2286 | 5647.2286
5 | Battery Charger 24V, 5A | 01050002 | 1 | N | 157.1429 | 157.1429
6 | Round Relay Base 11 Pin | 02020019 | 1 | N | 12 | 12
7 | Relay 230V Coil 10A switch Rating/11Pin | 02020022 | 1 | N | 35 | 35
8 | Relay 12VDC, 14 Pin | 02020002 | 3 | N | 11 | 33
9 | Relay Base 14 Pin | 02020006 | 3 | N | 6.5 | 19.5
10 | Busbar 40*10 | 01060003 | 12 | N | 120.8 | 1449.6
11 | Busbar insulator 10*40 | 01060005 | 12 | N | 2.75 | 33
12 | Fuse Carrier | 02010001 | 5 | N | 3 | 15
13 | Fuse | 02010007 | 5 | N | 0.5 | 2.5
14 | MCB,10A | 01020015 | 2 | N | 9 | 18
15 | MCB,20A | 01020013 | 2 | N | 9 | 18
16 | Consuamles | N/A | 1 | set | 400 | 400
Total | [5 empty] | 10539.9714
ATS included Genset Total Cost |  |  |  | 143788.8254
R00 | 2018-12-16

## AMD500PN5
Standard Genset Cost AMD500PN // Open Type
p | Item Description | Item Code | Qty | Unit | Unit Price | Total Price | SAR | GPB
1 | Perkins Engine 2506A-E15TAG2 |  | 1 | N | 121278 | 121278 | 121278 | 23780
2 | stamfored Alternator HCI544C
3 | Engine Oil 15 W 40 | 04030002 | 62 | L | 6.1905 | 383.8095
4 | Distilled water | 04040003 | 38 | L | 0.85714 | 32.5714
5 | Anti Freeze Coolant water | 04040001 | 20 | L | 2.7619 | 55.2381
6 | 5" to 6" side to end silencer | 24010001 | 1 | N | 540.59 | 540.59
7 | BASE FRAME | N/A | 1 | N | 1788.5595 | 1788.5595
8 | MOUNTING 600KG, METAL WITH RUBBER M14 | 03010010 | 6 | N | 29.8667 | 179.2
9 | Electrical Pannel & Harness 2000 | 27010005 | 1 | N | 863.3662 | 863.3662
10 | Silencer Supprt & pipe Line | N/A | 1 | N | 490.8443 | 490.8443
11 | CT 800/5 | 01030007 | 3 | N | 18 | 54
12 | MCCB LSIS 800A, 3P | 01020032 | 1 | N | 1278.44 | 1278.44
13 | 1C×240MM CU/PVC FLEXIBLE CABLE | 01010073 | 7 | M | 62.26 | 435.82
14 | PLASTIC CABLE GLAND 63MM | 01040017 | 4 | N | 7 | 28
15 | BATTERY 120A FREE MAINTENANCE | 01080010 | 2 | N | 413 | 826
16 | 1C×50MM CU/PVC FLEXIBLE CABLE,450/750V | 01010004 | 9 | M | 13.8 | 124.2
17 | 1C×50MM CU/PVC FELXIBLE CABLE RED,600/1000 | 01010061 | 2 | M | 13.81 | 27.62
18 | 1CX50MM CU/PVC Y/G CABLE | 01010056 | 0.8 | M | 12.5 | 10
19 | Consumables | N/A | 1 | N | 997.81 | 997.81
20 | Custom Duty: (TAX) | N/A | 1 |  | 6063.9 | 6063.9
21 | Transportation from UK: | N/A | 1 |  | 687.5 | 687.5
22 | LC Charge: | N/A | 1 |  | 4244.73 | 4244.73
23 | Clearance | N/A | 1 |  | 375 | 375
TOTAL | [5 empty] | 140765.199
Optional ATS included Genset Cost Price
p | Item description | Item code | Qty | Unit | Unit Price | Total Price
1 | EP controller replacement 6120-6110 | N/A | 1 | N | 0 | 0
2 | EP - ATS Enclosure replacment | N/A | 1 | N | 1800 | 1800
3 | Base Frame replacement | N/A | 1 | N | 900 | 900
4 | ATYS , 3P , 800 A | 25010006 | 1 | N | 5647.2286 | 5647.2286
5 | Battery Charger 24V, 5A | 01050002 | 1 | N | 157.1429 | 157.1429
6 | Round Relay Base 11 Pin | 02020019 | 1 | N | 12 | 12
7 | Relay 230V Coil 10A switch Rating/11Pin | 02020022 | 1 | N | 35 | 35
8 | Relay 12VDC, 14 Pin | 02020002 | 3 | N | 11 | 33
9 | Relay Base 14 Pin | 02020006 | 3 | N | 6.5 | 19.5
10 | Busbar 40*10 | 01060003 | 12 | N | 120.8 | 1449.6
11 | Busbar insulator 10*40 | 01060005 | 12 | N | 2.75 | 33
12 | Fuse Carrier | 02010001 | 5 | N | 3 | 15
13 | Fuse | 02010007 | 5 | N | 0.5 | 2.5
14 | MCB,10A | 01020015 | 2 | N | 9 | 18
15 | MCB,20A | 01020013 | 2 | N | 9 | 18
16 | Consuamles | N/A | 1 | set | 400 | 400
Total | [5 empty] | 10539.9714
ATS included Genset Total Cost |  |  |  | 151305.1705
R00 | 2018-12-16

## AMD600PN5
Standard Genset Cost AMD600PN // Open Type
p | Item Description | Item Code | Qty | Unit | Unit Price | Total Price | SAR | GPB
1 | Perkins Engine 2806A-E18TAG1 |  | 1 | N | 156136.5 | 156136.5 | 156136.5 | 30615
2 | stamfored Alternator HCI544E
3 | Engine Oil 15 W 40 | 04030002 | 62 | L | 6.1905 | 383.8095
4 | Distilled water | 04040003 | 40 | L | 0.85714 | 34.2857
5 | Anti Freeze Coolant water | 04040001 | 21 | L | 2.7619 | 58
6 | 8" to 10" end to end silencer | 24010010 | 1 | N | 866.1 | 866.1
7 | BASE FRAME | N/A | 1 | N | 3850.0524 | 3850.0524
8 | MOUNTING 600KG, METAL WITH RUBBER M14 | 03010010 | 4 | N | 29.8667 | 119.4667
9 | Mounting 1000KG, Metal with Rubber M20 | 03010005 | 4 | N | 42.781 | 171.1238
10 | Electrical Pannel & Harness 2806 | 27010006 | 1 | N | 1039.89 | 1039.89
11 | Silencer Support & pipe Line | N/A | 1 | N | 753.859 | 753.859
12 | CT 1000/5 | 01030005 | 3 | N | 35 | 105
13 | MCCB LSIS 1000A, 3P | 01020005 | 1 | N | 2687.7 | 2687.7
14 | 1C×240MM CU/PVC FLEXIBLE CABLE | 01010073 | 13 | M | 62.26 | 809.38
15 | PLASTIC CABLE GLAND 63MM | 01040017 | 6 | N | 7 | 42
16 | BATTERY 150A FREE MAINTENANCE | 01080004 | 2 | N | 507 | 1014
17 | 1C×50MM CU/PVC FLEXIBLE CABLE,450/750V | 01010004 | 3 | M | 13.8 | 41.4
18 | 1C×50MM CU/PVC FELXIBLE CABLE RED,600/1000 | 01010061 | 3 | M | 13.81 | 41.43
19 | 1CX50MM CU/PVC Y/G CABLE | 01010056 | 0.8 | M | 12.5 | 10
20 | Consumables | N/A | 1 | N | 1482.29 | 1482.29
21 | Custom Duty: (TAX) | N/A | 1 |  | 7806.825 | 7806.825
22 | Transportation from UK: | N/A | 1 |  | 785.7143 | 785.7143
23 | LC Charge: | N/A | 1 |  | 5464.7775 | 5464.7775
24 | Clearance | N/A | 1 |  | 714.2857 | 714.2857
TOTAL | [5 empty] | 184417.8896
Optional ATS included Genset Cost Price
p | Item description | Item code | Qty | Unit | Unit Price | Total Price
1 | EP controller replacement 6120-6110 | N/A | 1 | N | 0 | 0
2 | EP - ATS Enclosure replacment | N/A | 1 | N | 2500 | 2500
3 | base Frame replacement | N/A | 1 | N | 1000 | 1000
4 | ATYS , 3P , 1000 A | 25010007 | 1 | N | 5947.4181 | 5947.4181
5 | Battery Charger 24V, 5A | 01050002 | 1 | N | 157.1429 | 157.1429
6 | Round Relay Base 11 Pin | 02020019 | 1 | N | 12 | 12
7 | Relay 230V Coil 10A switch Rating/11Pin | 02020022 | 1 | N | 35 | 35
8 | Relay 12VDC, 14 Pin | 02020002 | 3 | N | 11 | 33
9 | Relay Base 14 Pin | 02020006 | 3 | N | 6.5 | 19.5
10 | Busbar 50*10 | 01060011 | 16 | N | 149.63 | 2394.08
11 | Busbar insulator 10*40 | 01060005 | 24 | N | 2.75 | 66
12 | Fuse Carrier | 02010001 | 5 | N | 3 | 15
13 | Fuse | 02010007 | 5 | N | 0.5 | 2.5
14 | MCB,10A | 01020015 | 2 | N | 9 | 18
15 | MCB,20A | 01020013 | 2 | N | 9 | 18
16 | Consuamles | N/A | 1 | set | 600 | 600
Total | [5 empty] | 12817.641
ATS included Genset Total Cost |  |  |  | 197235.5306
R00 | 2018-12-16

## AMD650PN5
Standard Genset Cost AMD650PN // Open Type
p | Item Description | Item Code | Qty | Unit | Unit Price | Total Price | SAR | GPB
1 | Perkins Engine 2806A-E18TAG2 |  | 1 | N | 169340.4 | 169340.4 | 169340.4 | 33204
2 | stamfored Alternator HCI544F
3 | Engine Oil 15 W 40 | 04030002 | 62 | L | 6.1905 | 383.8095
4 | Distilled water | 04040003 | 40 | L | 0.85714 | 34.2857
5 | Anti Freeze Coolant water | 04040001 | 21 | L | 2.7619 | 58
6 | 8" to 10" end to end silencer | 24010010 | 1 | N | 866.1 | 866.1
7 | BASE FRAME | N/A | 1 | N | 3850.0524 | 3850.0524
8 | MOUNTING 600KG, METAL WITH RUBBER M14 | 03010010 | 4 | N | 29.8667 | 119.4667
9 | Mounting 1000KG, Metal with Rubber M20 | 03010005 | 4 | N | 42.781 | 171.1238
10 | Electrical Pannel & Harness 2806 | 27010006 | 1 | N | 1039.89 | 1039.89
11 | Silencer Support & pipe Line | N/A | 1 | N | 753.859 | 753.859
12 | CT 1600/5 | 01030003 | 3 | N | 35 | 105
13 | MCCB LSIS 1250A, 3P | 01020004 | 1 | N | 2740.4 | 2740.4
14 | 1C×240MM CU/PVC FLEXIBLE CABLE | 01010073 | 13 | M | 62.26 | 809.38
15 | PLASTIC CABLE GLAND 63MM | 01040017 | 6 | N | 7 | 42
16 | BATTERY 150A FREE MAINTENANCE | 01080004 | 2 | N | 507 | 1014
17 | 1C×50MM CU/PVC FLEXIBLE CABLE,450/750V | 01010004 | 3 | M | 13.8 | 41.4
18 | 1C×50MM CU/PVC FELXIBLE CABLE RED,600/1000 | 01010061 | 3 | M | 13.81 | 41.43
19 | 1CX50MM CU/PVC Y/G CABLE | 01010056 | 0.8 | M | 12.5 | 10
20 | Consumables | N/A | 1 | N | 1482.29 | 1482.29
21 | Custom Duty: (TAX) | N/A | 1 |  | 8467.02 | 8467.02
22 | Transportation from UK: | N/A | 1 |  | 785.7143 | 785.7143
23 | LC Charge: | N/A | 1 |  | 5926.914 | 5926.914
24 | Clearance | N/A | 1 |  | 428.5714 | 428.5714
TOTAL | [5 empty] | 198511.1069
Optional ATS included Genset Cost Price
p | Item description | Item code | Qty | Unit | Unit Price | Total Price
1 | EP controller replacement 6120-6110 | N/A | 1 | N | 0 | 0
2 | EP - ATS Enclosure replacment | N/A | 1 | N | 2500 | 2500
3 | Base Frame replacement | N/A | 1 | N | 1000 | 1000
4 | ATYS , 3P , 1250A | 25010008 | 1 | N | 7022.1429 | 7022.1429
5 | Battery Charger 24V, 5A | 01050002 | 1 | N | 157.1429 | 157.1429
6 | Round Relay Base 11 Pin | 02020019 | 1 | N | 12 | 12
7 | Relay 230V Coil 10A switch Rating/11Pin | 02020022 | 1 | N | 35 | 35
8 | Relay 12VDC, 14 Pin | 02020002 | 3 | N | 11 | 33
9 | Relay Base 14 Pin | 02020006 | 3 | N | 6.5 | 19.5
10 | Busbar 60*10 | 01060002 | 16 | N | 179.56 | 2872.96
11 | Busbar insulator 10*40 | 01060005 | 24 | N | 2.75 | 66
12 | Fuse Carrier | 02010001 | 5 | N | 3 | 15
13 | Fuse | 02010007 | 5 | N | 0.5 | 2.5
14 | MCB,10A | 01020015 | 2 | N | 9 | 18
15 | MCB,20A | 01020013 | 2 | N | 9 | 18
16 | Consuamles | N/A | 1 | set | 600 | 600
Total | [5 empty] | 14371.2457
ATS included Genset Total Cost |  |  |  | 212882.3526
R00 | 2018-12-16

## AMD750PN5
Standard Genset Cost AMD750PN // Open Type
p | Item Description | Item Code | Qty | Unit | Unit Price | Total Price | SAR | GPB
1 | Perkins Engine 4006-23TAG2A |  | 1 | N | 229020.6 | 229020.6 | 229020.6 | 44906
2 | stamfored Alternator HCI634G
3 | Engine Oil 15 W 40 | 04030002 | 113.4 | L | 6.1905 | 702
4 | Distilled water | 04040003 | 50 | L | 0.85714 | 42.8571
5 | Anti Freeze Coolant water | 04040001 | 55 | L | 2.7619 | 151.9048
6 | 6" to 10 " side to end double inlet silencer | N/A | 1 | N | 935 | 935
7 | BASE FRAME | N/A | 1 | N | 3215.53 | 3215.53
8 | Mounting 1000KG, Metal with Rubber M20 | 03010005 | 10 | N | 42.781 | 427.8095
9 | Electrical Pannel | N/A | 1 | N | 2683 | 2683
10 | Silencer Support & pipe Line | N/A | 1 | N | 908.04 | 908.04
11 | CT 1600/5 | 01030003 | 3 | N | 35 | 105
12 | MCCB LSIS 1250A, 3P | 01020004 | 1 | N | 2740.4 | 2740.4
13 | 1C×240MM CU/PVC FLEXIBLE CABLE | 01010073 | 13 | M | 62.26 | 809.38
14 | PLASTIC CABLE GLAND 63MM | 01040017 | 6 | N | 7 | 42
15 | BATTERY 150A FREE MAINTENANCE | 01080004 | 2 | N | 507 | 1014
16 | 1C×50MM CU/PVC FLEXIBLE CABLE,450/750V | 01010004 | 3 | M | 13.8 | 41.4
17 | 1C×50MM CU/PVC FELXIBLE CABLE RED,600/1000 | 01010061 | 3 | M | 13.81 | 41.43
18 | 1CX50MM CU/PVC Y/G CABLE | 01010056 | 0.8 | M | 12.5 | 10
19 | Consumables | N/A | 1 | N | 2170.82 | 2170.82
20 | Custom Duty: (TAX) | N/A | 1 |  | 11451.03 | 11451.03
21 | Transportation from UK: | N/A | 1 |  | 1375 | 1375
22 | LC Charge: | N/A | 1 |  | 8015.721 | 8015.721
23 | Clearance | N/A | 1 |  | 750 | 750
Total | [5 empty] | 266652.9224
R00 | 2018-12-16

## AMD800PN5
Standard Genset Cost AMD850PN // Open Type
p | Item Description | Item Code | Qty | Unit | Unit Price | Total Price | SAR | GPB
1 | Perkins Engine 4006-23TAG3A |  | 1 | N | 236084.1 | 236084.1 | 236084.1 | 46291
2 | stamfored Alternator HCI634G
3 | Engine Oil 15 W 40 | 04030002 | 113.4 | L | 6.1905 | 702
4 | Distilled water | 04040003 | 50 | L | 0.85714 | 42.8571
5 | Anti Freeze Coolant water | 04040001 | 55 | L | 2.7619 | 151.9048
6 | 6" to 10 " side to end double inlet silencer | N/A | 1 | N | 935 | 935
7 | BASE FRAME | N/A | 1 | N | 3215.53 | 3215.53
8 | Mounting 1000KG, Metal with Rubber M20 | 03010005 | 10 | N | 42.781 | 427.8095
9 | Electrical Pannel | N/A | 1 | N | 2683 | 2683
10 | Silencer Support & pipe Line | N/A | 1 | N | 908.04 | 908.04
11 | CT 1600/5 | 01030003 | 3 | N | 35 | 105
12 | MCCB LSIS 1600A, 3P | 01020003 | 1 | N | 3144.02 | 3144.02
13 | 1C×240MM CU/PVC FLEXIBLE CABLE | 01010073 | 13 | M | 62.26 | 809.38
14 | PLASTIC CABLE GLAND 63MM | 01040017 | 6 | N | 7 | 42
15 | BATTERY 150A FREE MAINTENANCE | 01080004 | 2 | N | 507 | 1014
16 | 1C×50MM CU/PVC FLEXIBLE CABLE,450/750V | 01010004 | 3 | M | 13.8 | 41.4
17 | 1C×50MM CU/PVC FELXIBLE CABLE RED,600/1000 | 01010061 | 3 | M | 13.81 | 41.43
18 | 1CX50MM CU/PVC Y/G CABLE | 01010056 | 0.8 | M | 12.5 | 10
19 | Consumables | N/A | 1 | N | 2170.82 | 2170.82
20 | Custom Duty: (TAX) | N/A | 1 |  | 11804.205 | 11804.205
21 | Transportation from UK: | N/A | 1 |  | 1375 | 1375
22 | LC Charge: | N/A | 1 |  | 8262.9435 | 8262.9435
23 | Clearance | N/A | 1 |  | 750 | 750
Total | [5 empty] | 274720.4399
R00 | 2018-12-16

## AMD900PN5
Standard Genset Cost AMD900PN // Open Type
p | Item Description | Item Code | Qty | Unit | Unit Price | Total Price | SAR | GPB
1 | Perkins Engine 4008-TAG1A |  | 1 | N | 315577.8 | 315577.8 | 315577.8 | 61878
2 | stamfored Alternator HCI634H
3 | Engine Oil 15 W 40 | 04030002 | 113.4 | L | 6.1905 | 702
4 | Distilled water | 04040003 | 50 | L | 0.85714 | 42.8571
5 | Anti Freeze Coolant water | 04040001 | 55 | L | 2.7619 | 151.9048
6 | 8" TO 10 " END TO END | N/A | 2 | N | 867 | 1734
7 | BASE FRAME | N/A | 1 | N | 3864.91 | 3864.91
8 | Mounting 1000KG, Metal with Rubber M20 | 03010005 | 10 | N | 42.781 | 427.8095
9 | Electrical Pannel | N/A | 1 | N | 2923 | 2923
10 | Silencer Support & pipe Line | N/A | 1 | N | 1324.66 | 1324.66
11 | CT 1600/5 | 01030003 | 3 | N | 35 | 105
12 | MCCB LSIS 1600A, 3P | 01020003 | 1 | N | 3144.02 | 3144.02
13 | 1C×240MM CU/PVC FLEXIBLE CABLE | 01010073 | 17 | M | 62.26 | 1058.42
14 | PLASTIC CABLE GLAND 63MM | 01040017 | 6 | N | 7 | 42
15 | BATTERY 150A FREE MAINTENANCE | 01080004 | 2 | N | 507 | 1014
16 | 1C×50MM CU/PVC FLEXIBLE CABLE,450/750V | 01010004 | 3 | M | 13.8 | 41.4
17 | 1C×50MM CU/PVC FELXIBLE CABLE RED,600/1000 | 01010061 | 3 | M | 13.81 | 41.43
18 | 1CX50MM CU/PVC Y/G CABLE | 01010056 | 0.8 | M | 12.5 | 10
19 | Consumables | N/A | 1 | N | 2835.375 | 2835.375
20 | Custom Duty: (TAX) | N/A | 1 |  | 15778.89 | 15778.89
21 | Transportation from UK: | N/A | 1 |  | 1375 | 1375
22 | LC Charge: | N/A | 1 |  | 11045.223 | 11045.223
23 | Clearance | N/A | 1 |  | 750 | 750
Total | [5 empty] | 363989.6994
R00 | 2018-12-16

## AMD1000PN5
Standard Genset Cost AMD1000PN // Open Type
p | Item Description | Item Code | Qty | Unit | Unit Price | Total Price | SAR | GPB
1 | Perkins Engine 4008-TAG2A |  | 1 | N | 317184.3 | 317184.3 | 317184.3 | 62193
2 | stamfored Alternator HCI634J
3 | Engine Oil 15 W 40 | 04030002 | 113.4 | L | 6.1905 | 702
4 | Distilled water | 04040003 | 50 | L | 0.85714 | 42.8571
5 | Anti Freeze Coolant water | 04040001 | 55 | L | 2.7619 | 151.9048
6 | 8" TO 10 " END TO END | N/A | 2 | N | 867 | 1734
7 | BASE FRAME | N/A | 1 | N | 3864.91 | 3864.91
8 | Mounting 1000KG, Metal with Rubber M20 | 03010005 | 10 | N | 42.781 | 427.8095
9 | Electrical Pannel | N/A | 1 | N | 2923 | 2923
10 | Silencer Support & pipe Line | N/A | 1 | N | 1324.66 | 1324.66
11 | CT 1600/5 | 01030003 | 3 | N | 35 | 105
12 | MCCB LSIS 1600A, 3P | 01020003 | 1 | N | 3144.02 | 3144.02
13 | 1C×240MM CU/PVC FLEXIBLE CABLE | 01010073 | 17 | M | 62.26 | 1058.42
14 | PLASTIC CABLE GLAND 63MM | 01040017 | 6 | N | 7 | 42
15 | BATTERY 150A FREE MAINTENANCE | 01080004 | 2 | N | 507 | 1014
16 | 1C×50MM CU/PVC FLEXIBLE CABLE,450/750V | 01010004 | 3 | M | 13.8 | 41.4
17 | 1C×50MM CU/PVC FELXIBLE CABLE RED,600/1000 | 01010061 | 3 | M | 13.81 | 41.43
18 | 1CX50MM CU/PVC Y/G CABLE | 01010056 | 0.8 | M | 12.5 | 10
19 | Consumables | N/A | 1 | N | 2835.375 | 2835.375
20 | Custom Duty: (TAX) | N/A | 1 |  | 15859.215 | 15859.215
21 | Transportation from UK: | N/A | 1 |  | 1375 | 1375
22 | LC Charge: | N/A | 1 |  | 11101.4505 | 11101.4505
23 | Clearance | N/A | 1 |  | 750 | 750
Total | [5 empty] | 365732.7519
R00 | 2018-12-16

## AMD1125PN5
Standard Genset Cost AMD1125PN // Open Type
p | Item Description | Item Code | Qty | Unit | Unit Price | Total Price | SAR | GPB
1 | Perkins Engine 4008-30TAG3 |  | 1 | N | 396346.5 | 396346.5 | 396346.5 | 77715
2 | stamfored Alternator HCI634K
3 | Engine Oil 15 W 40 | 04030002 | 113.4 | L | 6.1905 | 702
4 | Distilled water | 04040003 | 50 | L | 0.85714 | 42.8571
5 | Anti Freeze Coolant water | 04040001 | 55 | L | 2.7619 | 151.9048
6 | 8" TO 10 " END TO END | N/A | 2 | N | 867 | 1734
7 | BASE FRAME | N/A | 1 | N | 3864.91 | 3864.91
8 | Mounting 1000KG, Metal with Rubber M20 | 03010005 | 10 | N | 42.781 | 427.8095
9 | Electrical Pannel | N/A | 1 | N | 3963 | 3963
10 | Silencer Support & pipe Line | N/A | 1 | N | 1324.66 | 1324.66
11 | CT 2000/5 | 01030003 | 3 | N | 50 | 150
12 | ACB LSIS 2000A, 3P | 01020002 | 1 | N | 5828 | 5828
13 | 1C×240MM CU/PVC FLEXIBLE CABLE | 01010073 | 17 | M | 62.26 | 1058.42
14 | PLASTIC CABLE GLAND 63MM | 01040017 | 6 | N | 7 | 42
15 | BATTERY 150A FREE MAINTENANCE | 01080004 | 2 | N | 507 | 1014
16 | 1C×50MM CU/PVC FLEXIBLE CABLE,450/750V | 01010004 | 3 | M | 13.8 | 41.4
17 | 1C×50MM CU/PVC FELXIBLE CABLE RED,600/1000 | 01010061 | 3 | M | 13.81 | 41.43
18 | 1CX50MM CU/PVC Y/G CABLE | 01010056 | 0.8 | M | 12.5 | 10
19 | Consumables | N/A | 1 | N | 2835.375 | 2835.375
20 | Custom Duty: (TAX) | N/A | 1 |  | 19817.325 | 19817.325
21 | Transportation from UK: | N/A | 1 |  | 1375 | 1375
22 | LC Charge: | N/A | 1 |  | 13872.1275 | 13872.1275
23 | Clearance | N/A | 1 |  | 750 | 750
Total | [5 empty] | 455392.7189
R00 | 2018-12-16

## AMD1250PN5
Standard Genset Cost AMD1250PN // Open Type
p | Item Description | Item Code | Qty | Unit | Unit Price | Total Price | SAR | GPB
1 | Perkins Engine 4012-46TWG2A |  | 1 | N | 447570.9 | 447570.9 | 447570.9 | 87759
2 | stamfored Alternator PI734A
3 | Engine Oil 15 W 40 | 04030002 | 177 | L | 6.1905 | 1095.7143
4 | Distilled water | 04040003 | 100 | L | 0.85714 | 85.7143
5 | Anti Freeze Coolant water | 04040001 | 96 | L | 2.7619 | 265.1429
6 | 10" TO 12" end to end silencer | N/A | 2 | N | 1061 | 2122
7 | BASE FRAME | N/A | 1 | N | 3864.91 | 3864.91
8 | Mounting 1000KG, Metal with Rubber M20 | 03010005 | 10 | N | 42.781 | 427.8095
9 | Electrical Pannel | N/A | 1 | N | 3963 | 3963
10 | Silencer Support & pipe Line | N/A | 1 | N | 1892.62 | 1892.62
11 | CT 2000/5 | 01030002 | 3 | N | 50 | 150
12 | ACB LSIS 2000A, 3P | 01020002 | 1 | N | 5828 | 5828
13 | 1C×240MM CU/PVC FLEXIBLE CABLE | 01010073 | 17 | M | 62.26 | 1058.42
14 | PLASTIC CABLE GLAND 63MM | 01040017 | 6 | N | 7 | 42
15 | BATTERY 150A FREE MAINTENANCE | 01080004 | 4 | N | 507 | 2028
16 | 1C×50MM CU/PVC FLEXIBLE CABLE,450/750V | 01010004 | 6 | M | 13.8 | 82.8
17 | 1C×50MM CU/PVC FELXIBLE CABLE RED,600/1000 | 01010061 | 6 | M | 13.81 | 82.86
18 | 1CX50MM CU/PVC Y/G CABLE | 01010056 | 0.8 | M | 12.5 | 10
19 | Consumables | N/A | 1 | N | 3399.71 | 3399.71
20 | Custom Duty: (TAX) | N/A | 1 |  | 22378.545 | 22378.545
21 | Transportation from UK: | N/A | 1 |  | 1833.3333 | 1833.3333
22 | LC Charge: | N/A | 1 |  | 15664.9815 | 15664.9815
23 | Clearance | N/A | 1 |  | 1000 | 1000
Total | [5 empty] | 514846.4608
R00 | 2018-12-16

## AMD1350'PN5
Standard Genset Cost AMD1350'PN // Open Type
p | Item Description | Item Code | Qty | Unit | Unit Price | Total Price | SAR | GPB
1 | Perkins Engine 4012-46TWG3A |  | 1 | N | 485499.6 | 485499.6 | 485499.6 | 95196
2 | stamfored Alternator PI734B
3 | Engine Oil 15 W 40 | 04030002 | 177 | L | 6.1905 | 1095.7143
4 | Distilled water | 04040003 | 100 | L | 0.85714 | 85.7143
5 | Anti Freeze Coolant water | 04040001 | 96 | L | 2.7619 | 265.1429
6 | 10" TO 12" end to end silencer | N/A | 2 | N | 1061 | 2122
7 | BASE FRAME | N/A | 1 | N | 3864.91 | 3864.91
8 | Mounting 1000KG, Metal with Rubber M20 | 03010005 | 10 | N | 42.781 | 427.8095
9 | Electrical Pannel | N/A | 1 | N | 3963 | 3963
10 | Silencer Support & pipe Line | N/A | 1 | N | 1892.62 | 1892.62
11 | CT 2500/5 | N/A | 3 | N | 75 | 225
12 | ACB LSIS 2500A, 3P | N/A | 1 | N | 7626 | 7626
13 | 1C×240MM CU/PVC FLEXIBLE CABLE | 01010073 | 22 | M | 62.26 | 1369.72
14 | PLASTIC CABLE GLAND 63MM | 01040017 | 6 | N | 7 | 42
15 | BATTERY 150A FREE MAINTENANCE | 01080004 | 4 | N | 507 | 2028
16 | 1C×50MM CU/PVC FLEXIBLE CABLE,450/750V | 01010004 | 6 | M | 13.8 | 82.8
17 | 1C×50MM CU/PVC FELXIBLE CABLE RED,600/1000 | 01010061 | 6 | M | 13.81 | 82.86
18 | 1CX50MM CU/PVC Y/G CABLE | 01010056 | 0.8 | M | 12.5 | 10
19 | Consumables | N/A | 1 | N | 3399.71 | 3399.71
20 | Custom Duty: (TAX) | N/A | 1 |  | 24274.98 | 24274.98
21 | Transportation from UK: | N/A | 1 |  | 1833.3333 | 1833.3333
22 | LC Charge: | N/A | 1 |  | 16992.486 | 16992.486
23 | Clearance | N/A | 1 |  | 428.5714 | 428.5714
Total | [5 empty] | 557611.9717
R00 | 2018-12-16

## AMD1350PN5
Standard Genset Cost AMD1350PN // Open Type
p | Item Description | Item Code | Qty | Unit | Unit Price | Total Price | SAR | GPB
1 | Perkins Engine 4012-46TAG1A |  | 1 | N | 500672.1 | 500672.1 | 500672.1 | 98171
2 | stamfored Alternator PI734B
3 | Engine Oil 15 W 40 | 04030002 | 177 | L | 6.1905 | 1095.7143
4 | Distilled water | 04040003 | 100 | L | 0.85714 | 85.7143
5 | Anti Freeze Coolant water | 04040001 | 96 | L | 2.7619 | 265.1429
6 | 10" TO 12" end to end silencer | N/A | 2 | N | 1061 | 2122
7 | BASE FRAME | N/A | 1 | N | 3864.91 | 3864.91
8 | Mounting 1000KG, Metal with Rubber M20 | 03010005 | 10 | N | 42.781 | 427.8095
9 | Electrical Pannel | N/A | 1 | N | 3963 | 3963
10 | Silencer Support & pipe Line | N/A | 1 | N | 1892.62 | 1892.62
11 | CT 2500/5 | N/A | 3 | N | 75 | 225
12 | ACB LSIS 2500A, 3P | N/A | 1 | N | 7626 | 7626
13 | 1C×240MM CU/PVC FLEXIBLE CABLE | 01010073 | 22 | M | 62.26 | 1369.72
14 | PLASTIC CABLE GLAND 63MM | 01040017 | 6 | N | 7 | 42
15 | BATTERY 150A FREE MAINTENANCE | 01080004 | 4 | N | 507 | 2028
16 | 1C×50MM CU/PVC FLEXIBLE CABLE,450/750V | 01010004 | 6 | M | 13.8 | 82.8
17 | 1C×50MM CU/PVC FELXIBLE CABLE RED,600/1000 | 01010061 | 6 | M | 13.81 | 82.86
18 | 1CX50MM CU/PVC Y/G CABLE | 01010056 | 0.8 | M | 12.5 | 10
19 | Consumables | N/A | 1 | N | 3399.71 | 3399.71
20 | Custom Duty: (TAX) | N/A | 1 |  | 25033.605 | 25033.605
21 | Transportation from UK: | N/A | 1 |  | 1833.3333 | 1833.3333
22 | LC Charge: | N/A | 1 |  | 17523.5235 | 17523.5235
23 | Clearance | N/A | 1 |  | 1000 | 1000
Total | [5 empty] | 574645.5628
R00 | 2018-12-16

## AMD1500PN5
Standard Genset Cost AMD1500PN // Open Type
p | Item Description | Item Code | Qty | Unit | Unit Price | Total Price | SAR | GPB
1 | Perkins Engine 4012-46TAG2A |  | 1 | N | 508311.9 | 508311.9 | 508311.9 | 99669
2 | stamfored Alternator PI734C
3 | Engine Oil 15 W 40 | 04030002 | 177 | L | 6.1905 | 1095.7143
4 | Distilled water | 04040003 | 100 | L | 0.85714 | 85.7143
5 | Anti Freeze Coolant water | 04040001 | 96 | L | 2.7619 | 265.1429
6 | 10" TO 12" end to end silencer | N/A | 2 | N | 1061 | 2122
7 | BASE FRAME | N/A | 1 | N | 3864.91 | 3864.91
8 | Mounting 1000KG, Metal with Rubber M20 | 03010005 | 10 | N | 42.781 | 427.8095
9 | Electrical Pannel | N/A | 1 | N | 3963 | 3963
10 | Silencer Support & pipe Line | N/A | 1 | N | 1892.62 | 1892.62
11 | CT 2500/5 | N/A | 3 | N | 75 | 225
12 | ACB LSIS 2500A, 3P | N/A | 1 | N | 7626 | 7626
13 | 1C×240MM CU/PVC FLEXIBLE CABLE | 01010073 | 22 | M | 62.26 | 1369.72
14 | PLASTIC CABLE GLAND 63MM | 01040017 | 6 | N | 7 | 42
15 | BATTERY 150A FREE MAINTENANCE | 01080004 | 4 | N | 507 | 2028
16 | 1C×50MM CU/PVC FLEXIBLE CABLE,450/750V | 01010004 | 6 | M | 13.8 | 82.8
17 | 1C×50MM CU/PVC FELXIBLE CABLE RED,600/1000 | 01010061 | 6 | M | 13.81 | 82.86
18 | 1CX50MM CU/PVC Y/G CABLE | 01010056 | 0.8 | M | 12.5 | 10
19 | Consumables | N/A | 1 | N | 3399.71 | 3399.71
20 | Custom Duty: (TAX) | N/A | 1 |  | 25415.595 | 25415.595
21 | Transportation from UK: | N/A | 1 |  | 1833.3333 | 1833.3333
22 | LC Charge: | N/A | 1 |  | 17790.9165 | 17790.9165
23 | Clearance | N/A | 1 |  | 1000 | 1000
Total | [5 empty] | 582934.7458
R00 | 2018-12-16

## AMD1700PN5
Standard Genset Cost AMD1700PN // Open Type
p | Item Description | Item Code | Qty | Unit | Unit Price | Total Price | SAR | GPB
1 | Perkins Engine 4012-46TAG3A |  | 1 | N | 574209 | 574209 | 574209 | 112590
2 | stamfored Alternator PI734E
3 | Engine Oil 15 W 40 | 04030002 | 177 | L | 6.1905 | 1095.7143
4 | Distilled water | 04040003 | 100 | L | 0.85714 | 85.7143
5 | Anti Freeze Coolant water | 04040001 | 96 | L | 2.7619 | 265.1429
6 | 10" TO 12" end to end silencer | N/A | 2 | N | 1298.62 | 2597.24
7 | BASE FRAME | N/A | 1 | N | 3864.91 | 3864.91
8 | Mounting 1000KG, Metal with Rubber M20 | 03010005 | 10 | N | 42.781 | 427.8095
9 | Electrical Pannel | N/A | 1 | N | 3963 | 3963
10 | Silencer Support & pipe Line | N/A | 1 | N | 1892.62 | 1892.62
11 | CT 3200/5 | 01030001 | 3 | N | 98 | 294
12 | ACB LSIS 3200A, 3P | 01020001 | 1 | N | 9796 | 9796
13 | 1C×240MM CU/PVC FLEXIBLE CABLE | 01010073 | 22 | M | 62.26 | 1369.72
14 | PLASTIC CABLE GLAND 63MM | 01040017 | 6 | N | 7 | 42
15 | BATTERY 150A FREE MAINTENANCE | 01080004 | 4 | N | 507 | 2028
16 | 1C×50MM CU/PVC FLEXIBLE CABLE,450/750V | 01010004 | 6 | M | 13.8 | 82.8
17 | 1C×50MM CU/PVC FELXIBLE CABLE RED,600/1000 | 01010061 | 6 | M | 13.81 | 82.86
18 | 1CX50MM CU/PVC Y/G CABLE | 01010056 | 0.8 | M | 12.5 | 10
19 | Consumables | N/A | 1 | N | 3399.71 | 3399.71
20 | Custom Duty: (TAX) | N/A | 1 |  | 28710.45 | 28710.45
21 | Transportation from UK: | N/A | 1 |  | 2750 | 2750
22 | LC Charge: | N/A | 1 |  | 20097.315 | 20097.315
23 | Clearance | N/A | 1 |  | 1500 | 1500
Total | [5 empty] | 658564.006
R00 | 2018-12-16

## AMD1850PN5
Standard Genset Cost AMD1850PN // Open Type
p | Item Description | Item Code | Qty | Unit | Unit Price | Total Price | SAR | GPB
1 | Perkins Engine 4016-TAG1A |  | 1 | N | 774348.3 | 774348.3 | 774348.3 | 151833
2 | stamfored Alternator PI734E
3 | Engine Oil 15 W 40 | 04030002 | 177 | L | 6.1905 | 1095.7143
4 | Distilled water | 04040003 | 100 | L | 0.85714 | 85.7143
5 | Anti Freeze Coolant water | 04040001 | 96 | L | 2.7619 | 265.1429
6 | 10" to 12" end to end silencer | N/A | 2 | N | 1298.88 | 2597.76
7 | BASE FRAME | N/A | 1 | N | 4849.46 | 4849.46
8 | Spring Mounting 1500 KG | 03010012 | 10 | N | 90 | 900
9 | Electrical Pannel & Harness 2806 | 27010006 | 1 | N | 4363 | 4363
10 | Silencer Support & pipe Line | N/A | 1 | N | 1892.62 | 1892.62
11 | CT 3200/5 | 01030001 | 3 | N | 98 | 294
12 | ACB LSIS 3200A, 3P | 01020001 | 1 | N | 9796 | 9796
13 | 1C×240MM CU/PVC FLEXIBLE CABLE | 01010073 | 28 | M | 62.26 | 1743.28
14 | PLASTIC CABLE GLAND 63MM | 01040017 | 6 | N | 7 | 42
15 | BATTERY 150A FREE MAINTENANCE | 01080004 | 4 | N | 507 | 2028
16 | 1C×50MM CU/PVC FLEXIBLE CABLE,450/750V | 01010004 | 6 | M | 13.8 | 82.8
17 | 1C×50MM CU/PVC FELXIBLE CABLE RED,600/1000 | 01010061 | 6 | M | 13.81 | 82.86
18 | 1CX50MM CU/PVC Y/G CABLE | 01010056 | 0.8 | M | 12.5 | 10
19 | Consumables | N/A | 1 | N | 3749.15 | 3749.15
20 | Custom Duty: (TAX) | N/A | 1 |  | 38717.415 | 38717.415
21 | Transportation from UK: | N/A | 1 |  | 5500 | 5500
22 | LC Charge: | N/A | 1 |  | 27102.1905 | 27102.1905
23 | Clearance | N/A | 1 |  | 3000 | 3000
Total | [5 empty] | 882545.4069
R00 | 2018-12-16

## AMD1850'PN5
Standard Genset Cost AMD1850'PN // Open Type
p | Item Description | Item Code | Qty | Unit | Unit Price | Total Price | SAR | GPB
1 | Perkins Engine 4016-61TRG1 |  | 1 | N | 772497 | 772497 | 772497 | 151470
2 | stamfored Alternator PI734E
3 | Engine Oil 15 W 40 | 04030002 | 177 | L | 6.1905 | 1095.7143
4 | Distilled water | 04040003 | 100 | L | 0.85714 | 85.7143
5 | Anti Freeze Coolant water | 04040001 | 96 | L | 2.7619 | 265.1429
6 | 10" to 12" end to end silencer | N/A | 2 | N | 1298.88 | 2597.76
7 | BASE FRAME | N/A | 1 | N | 4849.46 | 4849.46
8 | Spring Mounting 1500 KG | 03010012 | 10 | N | 90 | 900
9 | Electrical Pannel & Harness 2806 | 27010006 | 1 | N | 4363 | 4363
10 | Silencer Support & pipe Line | N/A | 1 | N | 1892.62 | 1892.62
11 | CT 3200/5 | 01030001 | 3 | N | 98 | 294
12 | ACB LSIS 3200A, 3P | 01020001 | 1 | N | 9796 | 9796
13 | 1C×240MM CU/PVC FLEXIBLE CABLE | 01010073 | 28 | M | 62.26 | 1743.28
14 | PLASTIC CABLE GLAND 63MM | 01040017 | 6 | N | 7 | 42
15 | BATTERY 150A FREE MAINTENANCE | 01080004 | 4 | N | 507 | 2028
16 | 1C×50MM CU/PVC FLEXIBLE CABLE,450/750V | 01010004 | 6 | M | 13.8 | 82.8
17 | 1C×50MM CU/PVC FELXIBLE CABLE RED,600/1000 | 01010061 | 6 | M | 13.81 | 82.86
18 | 1CX50MM CU/PVC Y/G CABLE | 01010056 | 0.8 | M | 12.5 | 10
19 | Consumables | N/A | 1 | N | 3749.15 | 3749.15
20 | Custom Duty: (TAX) | N/A | 1 |  | 38624.85 | 38624.85
21 | Transportation from UK: | N/A | 1 |  | 5500 | 5500
22 | LC Charge: | N/A | 1 |  | 27037.395 | 27037.395
23 | Clearance | N/A | 1 |  | 3000 | 3000
Total | [5 empty] | 880536.7464
R00 | 2018-12-16

## AMD2000PN5
Standard Genset Cost AMD2000PN // Open Type
p | Item Description | Item Code | Qty | Unit | Unit Price | Total Price | SAR | GPB
1 | Perkins Engine 4016-TAG2 |  | 1 | N | 791616.9 | 791616.9 | 791616.9 | 155219
2 | stamfored Alternator PI734F
3 | Engine Oil 15 W 40 | 04030002 | 177 | L | 6.1905 | 1095.7143
4 | Distilled water | 04040003 | 100 | L | 0.85714 | 85.7143
5 | Anti Freeze Coolant water | 04040001 | 96 | L | 2.7619 | 265.1429
6 | 10" to 12" end to end silencer | N/A | 2 | N | 1298.88 | 2597.76
7 | BASE FRAME | N/A | 1 | N | 4849.46 | 4849.46
8 | Spring Mounting 1500 KG | 03010012 | 10 | N | 90 | 900
9 | Electrical Pannel & Harness 2806 | 27010006 | 1 | N | 4363 | 4363
10 | Silencer Support & pipe Line | N/A | 1 | N | 1892.62 | 1892.62
11 | CT4000/5 | N/A | 3 | N | 127 | 381
12 | ACB LSIS 4000A, 3P | N/A | 1 | N | 22100 | 22100
13 | 1C×240MM CU/PVC FLEXIBLE CABLE | 01010073 | 28 | M | 62.26 | 1743.28
14 | PLASTIC CABLE GLAND 63MM | 01040017 | 6 | N | 7 | 42
15 | BATTERY 150A FREE MAINTENANCE | 01080004 | 4 | N | 507 | 2028
16 | 1C×50MM CU/PVC FLEXIBLE CABLE,450/750V | 01010004 | 6 | M | 13.8 | 82.8
17 | 1C×50MM CU/PVC FELXIBLE CABLE RED,600/1000 | 01010061 | 6 | M | 13.81 | 82.86
18 | 1CX50MM CU/PVC Y/G CABLE | 01010056 | 0.8 | M | 12.5 | 10
19 | Consumables | N/A | 1 | N | 3749.15 | 3749.15
20 | Custom Duty: (TAX) | N/A | 1 |  | 39580.845 | 39580.845
21 | Transportation from UK: | N/A | 1 |  | 5500 | 5500
22 | LC Charge: | N/A | 1 |  | 27706.5915 | 27706.5915
23 | Clearance | N/A | 1 |  | 3000 | 3000
Total | [5 empty] | 913672.8379
R00 | 2018-12-16

## AMD2000'PN5
Standard Genset Cost AMD2000'PN // Open Type
p | Item Description | Item Code | Qty | Unit | Unit Price | Total Price | SAR | GPB
1 | Perkins Engine 4016-61TRG2 |  | 1 | N | 815632.8 | 815632.8 | 815632.8 | 159928
2 | stamfored Alternator PI734F
3 | Engine Oil 15 W 40 | 04030002 | 177 | L | 6.1905 | 1095.7143
4 | Distilled water | 04040003 | 100 | L | 0.85714 | 85.7143
5 | Anti Freeze Coolant water | 04040001 | 96 | L | 2.7619 | 265.1429
6 | 10" to 12" end to end silencer | N/A | 2 | N | 1298.88 | 2597.76
7 | BASE FRAME | N/A | 1 | N | 4849.46 | 4849.46
8 | Spring Mounting 1500 KG | 03010012 | 10 | N | 90 | 900
9 | Electrical Pannel & Harness 2806 | 27010006 | 1 | N | 4363 | 4363
10 | Silencer Support & pipe Line | N/A | 1 | N | 1892.62 | 1892.62
11 | CT4000/5 | N/A | 3 | N | 127 | 381
12 | ACB LSIS 4000A, 3P | N/A | 1 | N | 22100 | 22100
13 | 1C×240MM CU/PVC FLEXIBLE CABLE | 01010073 | 28 | M | 62.26 | 1743.28
14 | PLASTIC CABLE GLAND 63MM | 01040017 | 6 | N | 7 | 42
15 | BATTERY 150A FREE MAINTENANCE | 01080004 | 4 | N | 507 | 2028
16 | 1C×50MM CU/PVC FLEXIBLE CABLE,450/750V | 01010004 | 6 | M | 13.8 | 82.8
17 | 1C×50MM CU/PVC FELXIBLE CABLE RED,600/1000 | 01010061 | 6 | M | 13.81 | 82.86
18 | 1CX50MM CU/PVC Y/G CABLE | 01010056 | 0.8 | M | 12.5 | 10
19 | Consumables | N/A | 1 | N | 3749.15 | 3749.15
20 | Custom Duty: (TAX) | N/A | 1 |  | 40781.64 | 40781.64
21 | Transportation from UK: | N/A | 1 |  | 5500 | 5500
22 | LC Charge: | N/A | 1 |  | 28547.148 | 28547.148
23 | Clearance | N/A | 1 |  | 3000 | 3000
Total | [5 empty] | 939730.0894
R00 | 2018-12-16

## AMD2250PN5
Standard Genset Cost AMD2250PN // Open Type
p | Item Description | Item Code | Qty | Unit | Unit Price | Total Price | SAR | GPB
1 | Perkins Engine 4016-61TRG3 |  | 1 | N | 843274.8 | 843274.8 | 843274.8 | 165348
2 | stamfored Alternator PI734H
3 | Engine Oil 15 W 40 | 04030002 | 177 | L | 6.1905 | 1095.7143
4 | Distilled water | 04040003 | 100 | L | 0.85714 | 85.7143
5 | Anti Freeze Coolant water | 04040001 | 96 | L | 2.7619 | 265.1429
6 | 10" to 12" end to end silencer | N/A | 2 | N | 1298.88 | 2597.76
7 | BASE FRAME | N/A | 1 | N | 4849.46 | 4849.46
8 | Spring Mounting 1500 KG | 03010012 | 10 | N | 90 | 900
9 | Electrical Pannel & Harness 2806 | 27010006 | 1 | N | 4363 | 4363
10 | Silencer Support & pipe Line | N/A | 1 | N | 1892.62 | 1892.62
11 | CT4000/5 | N/A | 3 | N | 127 | 381
12 | ACB LSIS 4000A, 3P | N/A | 1 | N | 22100 | 22100
13 | 1C×240MM CU/PVC FLEXIBLE CABLE | 01010073 | 28 | M | 62.26 | 1743.28
14 | PLASTIC CABLE GLAND 63MM | 01040017 | 6 | N | 7 | 42
15 | BATTERY 150A FREE MAINTENANCE | 01080004 | 4 | N | 507 | 2028
16 | 1C×50MM CU/PVC FLEXIBLE CABLE,450/750V | 01010004 | 6 | M | 13.8 | 82.8
17 | 1C×50MM CU/PVC FELXIBLE CABLE RED,600/1000 | 01010061 | 6 | M | 13.81 | 82.86
18 | 1CX50MM CU/PVC Y/G CABLE | 01010056 | 0.8 | M | 12.5 | 10
19 | Consumables | N/A | 1 | N | 3749.15 | 3749.15
20 | Custom Duty: (TAX) | N/A | 1 |  | 42163.74 | 42163.74
21 | Transportation from UK: | N/A | 1 |  | 5500 | 5500
22 | LC Charge: | N/A | 1 |  | 29514.618 | 29514.618
23 | Clearance | N/A | 1 |  | 3000 | 3000
Total | [5 empty] | 969721.6594
R00 | 2018-12-16

## BOQ FOR AMD6PN5-OPEN Type
p | Item Description | Item Code | Qty | Unit | Unit Price | Total Price
1 | Perkins 403D-07G |  | 1 | N | n/a | #VALUE! | #VALUE!
2 | ALTERNATOR STAMFORD PI044D |  | 1 | N | n/a | #VALUE!
3 | Engine Oil 15 W 40 | 04030002 | 3.05 | L | 6.1905 | 18.881
4 | Distilled Water | 04040003 | 1 | L | 0.85714 | 0.85714
5 | Anti Freeze Coolant water | 04040001 | 2 | L | 2.7619 | 5.5238
6 | 2" silencer end to end | 24010007 | 1 | N | 55.09 | 55.09
7 | Base Frame | N/A | 1 | N | 665.28 | 665.28
8 | MOUNTING 400KG, METAL WITH RUBBER M14 | 03010009 | 4 | N | 16.8571 | 67.4286
9 | Electrical Pannel & Harness 403 / 404 | 27010001 | 1 | N | 814 | 814
10 | Silencer support & Pipe Line | N/A | 1 | N | 91.42 | 91.42
11 | 1C×50MM CU/PVC FELXIBLE CABLE RED,600/1000 | 01010061 | 0.8 | M | 13.8 | 11.04
12 | 1C×50MM CU/PVC FLEXIBLE CABLE,450/750V | 01010004 | 0.8 | M | 13.81 | 11.048
13 | 1C×16MM CU/XLPE/PVC CABLE G&Y | 01010020 | 0.3 | M | 3.42 | 1.026
14 | BATTERY 40AH | 01080012 | 1 | N | 135 | 135
15 | 1C×10MM Flexible Cable | 02070059 | 4 | M | 2.64 | 10.56
16 | CT 60/5 | 01030014 | 3 | N | 18.09 | 54.27
17 | MCB 40 A | 01020029 | 1 | N | 28.82 | 28.82
BOQ FOR AMD6PN5-Open Type
| ITEM DESCRIPTION | ITEM CODE | QTY | UNIT | UNIT PRICE | TOTAL PRICE | Complete Genset
1 | Perkins 403D-07G |  | 1 | N | n/a | #VALUE!
2 | ALTERNATOR STAMFORD PI044D |  | 1 | N | n/a | #VALUE!
3 | Engine Oil 15 W 40 | 04030002 | 3.05 | L | 6.1905 | 18.881
4 | Distilled Water | 04040003 | 1 | L | 0.85714 | 0.85714
5 | Anti Freeze Coolant water | 04040001 | 2 | L | 2.7619 | 5.5238
8 | MOUNTING 400KG, METAL WITH RUBBER M14 | 03010009 | 4 | N | 16.8571 | 67.4286
11 | 1C×50MM CU/PVC FELXIBLE CABLE RED,600/1000 | 01010061 | 0.8 | M | 13.8 | 11.04
12 | 1C×50MM CU/PVC FLEXIBLE CABLE,450/750V | 01010004 | 0.8 | M | 13.81 | 11.048
13 | 1C×16MM CU/XLPE/PVC CABLE G&Y | 01010020 | 0.3 | M | 3.42 | 1.026
14 | BATTERY 40AH | 01080012 | 1 | N | 135 | 135
15 | 1C×10MM Flexible Cable | 02070059 | 4 | M | 2.64 | 10.56
16 | CT 60/5 | 01030014 | 3 | N | 18.09 | 54.27
17 | MCB 40 A | 01020029 | 1 | N | 28.82 | 28.82
Consumables
1 | Mounting Bolts |  | 20 |  | 0.3 | 6
2 | Hydraulic diesel Pipe 3/4 |  | 1 |  | 7.35 | 7.35
3 | Fuel Inlet & Return |  | 2 |  | 4.5 | 9
4 | Teflon |  | 1 |  | 1 | 1
5 | Threded rod 10 mm |  | 0.1 |  | 3 | 0.3
6 | nut & threaded rod for hook |  | 0 |  | 2 | 0
7 | Hose Clips |  | 6 |  | 1 | 6
8 | Thinner |  | 0.5 |  | 3 | 1.5
9 | Petrol |  | 0 |  | 1.2 | 0
10 | Diesel For Testing |  | 7 |  | 0.5 | 3.5
11 | washer & spring washer |  | 20 |  | 0.1 | 2
12 | Sticker |  | 1 |  | 5 | 5
14 | Name Plate |  | 1 |  | 2 | 2
15 | Touch Up paint |  | 1 |  | 5 | 5
16 | Painting Cloth |  | 1 |  | 1.7 | 1.7
17 | Gloves |  | 1 |  | 1 | 1
18 | Oxygen |  | 10 |  | 0.05 | 0.5
19 | Acyteline |  | 10 |  | 0.1 | 1
20 | Hydraulic diesel Pipe 1/4 |  | 1 |  | 3.6 | 3.6
P | ITEM DESCRIPTION | ITEM CODE | QTY | UNIT | UNIT PRICE | TOTAL PRICE | SILENCER SUPPORT & PIPE LINE
1 | GI PIPE 3"X2MM | 03030055 | 0.8 | M | 3.5238 | 2.819
2 | M.S ELBOW 3'' | 03030010 | 1 | N | 20.6476 | 20.6476
3 | FLEXIBLE JOINTER 3'' | 03030019 | 0.2 | M | 4.85 | 0.97
4 | GI REDUCER CONNECTOR 2.5" TO 3"X2MM | 03030048 | 1 | N | 116.3905 | 116.3905
5 | Saddle Clamp 3 " | 03030065 | 2 | N | 2.5 | 5
6 | Hose Clips 4" | 03020140 | 4 | N | 1.5238 | 6.0952
7 | FIBER GLASS MUFFLER COATING 4" | 03030044 | 3 | M
8 | MS sheet 1.2*2.4*2mm | 5010006 | .15 | N | 135 | 20.25
P | Consumables |  |  |  | Price | Total Price
1 | Oxygen |  | 0 |  | 0.05 | 0
2 | Acyteline |  | 0 |  | 0.1 | 0
3 | Cutting disk 4.5 |  | 0.1 |  | 3.25 | 0.325
4 | Grinding Disk 4.5 |  | 0.1 |  | 5 | 0.5
5 | Cutting Disk 14 |  | 0.1 |  | 12.79 | 1.279
6 | Welding rod 3.2 |  | 0 |  | 38 | 0
7 | welding rod 2.5 |  | 0.1 |  | 28 | 2.8
8 | Primer Paint |  | 0 |  | 3.64 | 0
9 | Black Paint |  | 0 |  | 11.4 | 0
10 | anti heat Silver paint |  | 0.2 |  | 30 | 6
11 | welding glass |  | 1 |  | 1 | 1
12 | Gloves |  | 1 |  | 1 | 1
14 | Thinner |  | 0.2 |  | 3 | 0.6
15 | roller for paint |  | 1 |  | 1 | 1
P | ITEM DESCRIPTION | ITEM CODE | QTY | UNIT | UNIT PRICE | TOTAL PRICE | EP
1 | PLASTIC CABLE GLAND 29MM | 01040022 | 4 | N | 1 | 4
2 | PLASTIC CABLE GLAND 28MM | 01040114 | 1 | N | 25.7714 | 25.7714
3 | WATER TEMPERATURE SENSOR1/2" | 02060001 | 1 | N | 11 | 11
4 | OIL PRESSURE SENSOR 10 BAR,1/8" | 02060002 | 1 | N | 6.5048 | 6.5048
5 | RELAY 12 VDC,14 PIN | 02020002 | 2 | N | 5 | 10
6 | RELAY BASE 14 PIN | 02020006 | 2 | N | 9.0476 | 18.0952
7 | Auto Mobile relay 12 Volt | 02020024 | 1 | N | 9.0476 | 9.0476
8 | MCB 20A,1P | 01020013 | 1 | N | 503.69 | 503.69
9 | MCB 10A,1P | 01020015 | 1 | N | 3 | 3
10 | DSE 6110 MKII | 02030010 | 1 | N | 0.5 | 0.5
11 | AUTO HAND SELECTOR ON/OFF | 02040007 | 1 | N | 6 | 6
12 | FUSE CARRIER 32A | 02010001 | 3 | N | 8 | 24
13 | FUSE 2A,10×32MM | 02010007 | 3 | N
14 | EMERGENCY BUSH BUTTON | 02040004 | 2 | N
15 | Hinges 40*40*5 | 09040015 | 2 | N
16 | Quarter Turn Latch | 09040014 | 1 | N | 2.381 | 2.381
17 | Busbar 40*5 | 01060014 | 0.2 | M | 5.2381 | 1.0476
18 | Busbar insulator 10*40 | 01060005 | 2 | N | 2.75 | 5.5
19 | GI SHEET 2MX1.2MX2MM | 05010047 | 1 | N | 98.9524 | 98.9524
P | Consumables
1 | Terminal Block 2.5 |  | 20 |  | 0.68 | 13.6
2 | Dain Rail 35 mm |  | 0.35 |  | 6.5 | 2.275
3 | Trunking 45*25 mm |  | 1.2 |  | 3.75 | 4.5
4 | insulation Tape |  | 2 |  | 1 | 2
5 | Super Glue |  | 2 |  | 1.5 | 3
6 | Battery Terminal |  | 2 |  | 1 | 2
7 | End Stopper |  | 1 |  | 0.64 | 0.64
8 | Bolts |  | 4 |  | 0.1 | 0.4
9 | Nuts & washer |  | 20 |  | 0.1 | 2
10 | Numbering |  | 0.5 |  | 5 | 2.5
11 | 1 mm wire |  | 42 |  | 0.47 | 19.74
12 | 2.5 mm wire |  | 12 |  | 0.71 | 8.52
14 | 6 mm wire |  | 2.5 |  | 1.55 | 3.875
15 | flexible pipe 16 |  | 2 |  | 1.7 | 3.4
16 | flexible pipe 25 |  | 1 |  | 2.6 | 2.6
17 | shrinkable tubes |  | 0.5 |  | 3.68 | 1.84
18 | sprial |  | 0.1 |  | 14 | 1.4
19 | terminal lugs , forks , rings |  | 0.5 |  | 4.8 | 2.4
20 | Cable lugs |  | 25 |  | 0.25 | 6.25
P | ITEM DESCRIPTION | ITEM CODE | QTY | UNIT | UNIT PRICE | TOTAL PRICE | SILENCER
1 | MS SHEET 2.4X1.2X2MM | 05010006 | 0.35 | N | 135 | 47.25
2 | Roll Rockwool 50mm, 48KG/m3 | 09040077 | 0.4 | M2 | 20.6476 | 8.259
3 | GI PIPE 4"X2MM | 03030056 | 0.4 | M | 11.61 | 4.644
4 | GI PIPE 3"X2MM | 03030055 | 0.2 | M
P | Consumables
1 | Welding Rod 3.2 |  | 0 |  | 38 | 0
2 | Gringing disk 4.5 |  | 0.5 |  | 5 | 2.5
3 | Cutting Disk 14 |  | 0.1 |  | 12.79 | 1.279
4 | Gloves |  | 1 |  | 1 | 1
5 | Welding Glass |  | 1 |  | 1 | 1
6 | Thinner |  | 0.25 |  | 3 | 0.75
7 | anti heat Silver Paint |  | 0.3 |  | 30 | 9
8 | Masking Tape |  | 1 |  | 2 | 2
9 | Oxygen |  | 0 |  | 0.1 | 0
10 | Acyteline |  | 0 |  | 0.05 | 0
11 | welding rod 2.5 |  | 0.1 |  | 28 | 2.8
12 | roller for paint |  | 1 |  | 1 | 1
| ITEM DESCRIPTION | ITEM CODE | QTY | UNIT | UNIT PRICE | TOTAL PRICE | BASE FRAME
1 | MS SHEET 2.4M x 1.2M x 3MM | 05010033 | 2.4 | N | 189.72 | 455.328
2 | Ms ShEET 2.4M x 1.2M x 10MM | 5010001 | .04 | N | 570 | 22.8
3 | FUEL TANK SOCKET WITH CAP 2"X100MM | 09040063 | 1 | N | 9.2667 | 9.2667
4 | FUEL SENSOR 12/24V 10,180 OHM | 02060003 | 1 | N | 51.5429 | 51.5429
5 | MS PIPE SCH40X 1/2" | 5040046 | 0.1 | N | 40 | 4
6 | End Cap GI 3/4" | 03020018 | 1 | N | 2 | 2
7 | End CapGI 1" | 03020015 | 1 | N | 2.25 | 2.25
8 | MS Socket 1/2" | 03020057 | 3 | N | 1.5 | 4.5
9 | MS socket 3/4" | 03020122 | 1 | N | 1.75 | 1.75
10 | MS Socket 1" | 03020077 | 1 | N | 2.5 | 2.5
11 | Parrel Nipple 1/2" x 100mm | 03020088 | 1 | N | 2.5 | 2.5
12 | MS Elbow 1/2" | 03020168 | 2 | N | 2.5 | 5
13 | MS Hex Nipple 1/2" | 03020216 | 1 | N | 2 | 2
P | Consumables |  |  |  | Price | Total Price
1 | Grinding disk 4.5 " mm |  | 0.5 |  | 5 | 2.5
2 | acyteline cylinder |  | 15 |  | 0.1 | 1.5
3 | oxygen cylinder |  | 15 |  | 0.05 | 0.75
4 | cutting disk 4.5 " |  | 2 |  | 3.25 | 6.5
5 | welding rod 3.2 |  | 0.5 |  | 38 | 19
6 | Cutting Disk 14 " |  | 0 |  | 12.79 | 0
7 | Gloves |  | 1 |  | 1 | 1
8 | Welding Glass |  | 1 |  | 1 | 1
9 | Soup |  | 0.2 |  | 3 | 0.6
10 | Primer Paint |  | 2 |  | 3.64 | 7.28
11 | Black Paint |  | 2 |  | 11.4 | 22.8
12 | Teflon |  | 0.5 |  | 1 | 0.5
14 | Thinner |  | 0.25 |  | 3 | 0.75
15 | Painting Cloth |  | 0 |  | 1.7 | 0
16 | roller for paint |  | 1 |  | 1 | 1
P | Consumables Items |  | Qty |  | Price | Total Price
1 | Mounting Bolts |  | 20 |  | 0.3 | 6
2 | Hydraulic diesel Pipe 3/4 |  | 1 |  | 7.35 | 7.35
3 | Fuel Inlet & Return |  | 2 |  | 4.5 | 9
4 | Teflon |  | 1 |  | 1 | 1
5 | Threded rod 10 mm |  | 0.1 |  | 3 | 0.3
6 | nut & threaded rod for hook |  | 0 |  | 2 | 0
7 | Hose Clips |  | 6 |  | 1 | 6
8 | Thinner |  | 0.5 |  | 3 | 1.5
9 | Petrol |  | 0 |  | 1.2 | 0
10 | Diesel For Testing |  | 7 |  | 0.5 | 3.5
11 | washer & spring washer |  | 20 |  | 0.1 | 2
12 | Sticker |  | 1 |  | 5 | 5
14 | Name Plate |  | 1 |  | 2 | 2
15 | Touch Up paint |  | 1 |  | 5 | 5
16 | Painting Cloth |  | 1 |  | 1.7 | 1.7
17 | Gloves |  | 1 |  | 1 | 1
18 | Oxygen |  | 10 |  | 0.05 | 0.5
19 | Acyteline |  | 10 |  | 0.1 | 1
20 | Hydraulic diesel Pipe 1/4 |  | 1 |  | 3.6 | 3.6

## EP 1900x1000x950
P | ITEM DESCRIPTION | ITEM CODE | QTY | UNIT | UNIT PRICE | TOTAL PRICE
1 | PLASTIC CABLE GLAND 29MM | 01040022 | 6 | N | 1 | 6
2 | WATER TEMPERATURE SENSOR 3/8" | 02060006 | 1 | N | 25.7714 | 25.7714
3 | RELAY 12 VDC,14 PIN | 02020002 | 2 | N | 11 | 22
4 | RELAY BASE 14 PIN | 02020006 | 2 | N | 6.5048 | 13.0095
5 | Auto Mobile relay 12 V | 02020024 | 1 | N | 5 | 5
6 | MCB 20A,1P | 01020013 | 1 | N | 9.0476 | 9.0476
7 | MCB 10A,1P | 01020015 | 1 | N | 9.0476 | 9.0476
8 | DSE CONTROLLER MODEL 6110, MKII | 02030010 | 1 | N | 503.69 | 503.69
9 | FUSE CARRIER 32A | 02010001 | 3 | N | 3 | 9
10 | FUSE 2A,10×32MM | 02010007 | 3 | N | 0.5 | 1.5
11 | AUTO HAND SELECTOR ON/OFF | 02040007 | 1 | N | 6 | 6
12 | EMERGENCY BUSH BUTTON | 02040004 | 2 | N | 8 | 16
13 | Hinges 40*40*5 | 09040015 | 2 | N | 2.381 | 4.7619
14 | quarter turn latches | 09040014 | 2 | N | 5.2381 | 10.4762
15 | Busbar insulator 10*40 | 01060005 | 1 | N | 2.75 | 2.75
16 | GI SHEET 1.5MX1.2MX1.8MM, G90, ZERO SPANGLE | 05010024 | 1 | N | 98.9524 | 98.9524
Total | [5 empty] | 743.0067
P | Consumables Items | Qty | Price | Total Price
1 | Terminal Block 2.5 | 20 | 0.68 | 13.6
2 | Dain Rail 35 mm | 0.35 | 6.5 | 2.275
3 | Trunking 45*25 mm | 1.2 | 3.75 | 4.5
4 | insulation Tape | 2 | 1 | 2
5 | Super Glue | 2 | 1.5 | 3
6 | Battery Terminal | 2 | 1 | 2
7 | End Stopper | 1 | 0.64 | 0.64
8 | Bolts | 4 | 0.1 | 0.4
9 | Nuts & washer | 20 | 0.1 | 2
10 | Numbering | 0.5 | 5 | 2.5
11 | 1 mm wire | 42 | 0.47 | 19.74
12 | 2.5 mm wire | 12 | 0.71 | 8.52
14 | 6 mm wire | 2.5 | 1.55 | 3.875
15 | flexible pipe 16 | 2 | 1.7 | 3.4
16 | flexible pipe 25 | 1 | 2.6 | 2.6
17 | shrinkable tubes | 0.5 | 3.68 | 1.84
18 | sprial | 0.1 | 14 | 1.4
19 | terminal lugs , forks , rings | 0.5 | 4.8 | 2.4
20 | Cable lugs | 25 | 0.25 | 6.25
Total |  |  |  | 82.94
P | Job | Working Hours | Hour Rate | Total Cost
1 | CNC Operator | 0.5 | 12.23 | 6.115
2 | Labor | 0.5 | 4.45 | 2.225
3 | Electrician | 3 | 9.26 | 27.78
4 | Welder | 0.5 | 4.62 | 2.31
5 | Powder Coating | 13.19 | 2.3 | 30.337
6 | fabricator | 0.5 | 4.62 | 2.31
Total |  |  |  | 71.077
Total Price |  |  |  | 814.0837
BACK

## EP2400x1100x1185-2700x1100x1185
P | ITEM DESCRIPTION | ITEM CODE | QTY | UNIT | UNIT PRICE | TOTAL PRICE
1 | PLASTIC CABLE GLAND 29MM | 01040022 | 4 | N | 1 | 4
2 | PLASTIC CABLE GLAND 28MM | 01040114 | 1 | N | 1 | 1
3 | WATER TEMPERATURE SENSOR1/2" | 02060001 | 1 | N | 25.7714 | 25.7714
4 | OIL PRESSURE SENSOR 10 BAR,1/8" | 02060002 | 1 | N | 51.5429 | 51.5429
5 | RELAY 12 VDC,14 PIN | 02020002 | 2 | N | 11 | 22
6 | RELAY BASE 14 PIN | 02020006 | 2 | N | 6.5048 | 13.0095
7 | Auto Mobile relay 12 Volt | 02020024 | 1 | N | 5 | 5
8 | MCB 20A,1P | 01020013 | 1 | N | 9.0476 | 9.0476
9 | MCB 10A,1P | 01020015 | 1 | N | 9.0476 | 9.0476
10 | DSE 6110 MKII | 02030010 | 1 | N | 503.69 | 503.69
11 | AUTO HAND SELECTOR ON/OFF | 02040007 | 1 | N | 6 | 6
12 | FUSE CARRIER 32A | 02010001 | 3 | N | 3 | 9
13 | FUSE 2A,10×32MM | 02010007 | 3 | N | 0.5 | 1.5
14 | EMERGENCY BUSH BUTTON | 02040004 | 2 | N | 8 | 16
15 | Hinges 40*40*5 | 09040015 | 2 | N | 2.381 | 4.7619
16 | Quarter Turn Latch | 09040014 | 1 | N | 5.2381 | 5.2381
17 | Busbar 40*5 | 01060014 | 0.2 | M | 42.76 | 8.552
18 | Busbar insulator 10*40 | 01060005 | 2 | N | 2.75 | 5.5
19 | GI SHEET 2MX1.2MX2MM | 05010047 | 1 | N | 125.0476 | 125.0476
Total | [5 empty] | 825.7087
P | Job | Working Hours | Hour Rate | Total Cost
1 | CNC operator | 0.5 | 12.23 | 6.115
2 | Labor | 0.5 | 4.45 | 2.225
3 | Electrician | 4 | 9.26 | 37.04
4 | Powder Coating | 23.67 | 2.3 | 54.441
5 | Welder | 0.5 | 4.62 | 2.31
6 | Fabricator | 0.5 | 4.62 | 2.31
Total |  |  |  | 104.441
Total Price |  |  |  | 930.1497
BACK

## EP 3500X1200X1400
P | ITEM DESCRIPTION | ITEM CODE | QTY | UNIT | UNIT PRICE | TOTAL PRICE
1 | PLASTIC CABLE GLAND 29MM | 01040022 | 4 | N | 1 | 4
2 | PLASTIC CABLE GLAND 28MM | 01040114 | 1 | N | 1 | 1
3 | WATER TEMPERATURE SENSOR1/2" | 02060001 | 1 | N | 25.7714 | 25.7714
4 | OIL PRESSURE SENSOR 10 BAR,1/8" | 02060002 | 1 | N | 51.5429 | 51.5429
5 | RELAY 12 VDC,14 PIN | 02020002 | 2 | N | 11 | 22
6 | RELAY BASE 14 PIN | 02020006 | 2 | N | 6.5048 | 13.0095
7 | MCB 20A,1P | 01020013 | 1 | N | 9.0476 | 9.0476
8 | MCB 10A,1P | 01020015 | 1 | N | 9.0476 | 9.0476
9 | DSE 6110 MKII | 02030010 | 1 | N | 503.69 | 503.69
10 | FUSE CARRIER 32A | 02010001 | 3 | N | 3 | 9
11 | FUSE 2A,10×32MM | 02010007 | 3 | N | 0.5 | 1.5
12 | AUTO HAND SELECTOR ON/OFF | 02040007 | 1 | N | 6 | 6
13 | EMERGENCY BUSH BUTTON | 02040004 | 2 | N | 8 | 16
14 | Hinges 4*4*50 | 09040015 | 2 | N | 2.381 | 4.7619
15 | Quarter Turn Latch | 09040014 | 1 | N | 5.2381 | 5.2381
16 | Busbar 40*5 | 01060014 | 0.2 | M | 42.76 | 8.552
17 | Busbar insulator 10*40 | 01060005 | 2 | N | 2.75 | 5.5
18 | GI SHEET 2.4M x 1.2M x 2MM, G90 | 05010020 | 1 | N | 153.0476 | 153.0476
Total | [5 empty] | 848.7087
P | Job | Working Hours | Hour Rate | Total Cost
1 | CNC operator | 0.5 | 12.23 | 6.115
2 | Labor | 0.5 | 4.45 | 2.225
3 | Electrician | 4 | 9.26 | 37.04
4 | Powder Coating | 27.27 | 2.3 | 62.721
5 | Welder | 1 | 4.62 | 4.62
6 | Fabricator | 1 | 4.62 | 4.62
Total |  |  |  | 117.341
Total Price |  |  |  | 966.0497
BACK

## EP 3650X1400X1500
P | ITEM DESCRIPTION | ITEM CODE | QTY | UNIT | UNIT PRICE | TOTAL PRICE
1 | PLASTIC CABLE GLAND 29MM | 01040022 | 5 | N | 1 | 5
2 | RELAY 24 VDC,14 PIN | 02020001 | 2 | N | 11 | 22
3 | RELAY BASE 14 PIN | 02020006 | 2 | N | 6.5048 | 13.0095
4 | MCB 20A,1P | 01020013 | 2 | N | 9.0476 | 18.0952
5 | DSE 6110MKII | 02030010 | 1 | N | 503.69 | 503.69
6 | FUSE CARRIER 32A | 02010001 | 3 | N | 3 | 9
7 | FUSE 2A,10×32MM | 02010007 | 3 | N | 0.5 | 1.5
8 | AUTO HAND SELECTOR ON/OFF | 02040007 | 1 | N | 6 | 6
9 | EMERGENCY BUSH BUTTON | 02040004 | 2 | N | 8 | 16
10 | GI SHEET 2.4MX1.2MX2MM, G90, ZERO SPANGLE | 05010020 | 1 | N | 153.0476 | 153.0476
11 | Hinges 4*4*50 | 09040015 | 2 | N | 2.381 | 4.7619
12 | Quarter Turn Latch | 09040014 | 1 | N | 5.2381 | 5.2381
13 | Busbar 40*5 | 01060014 | 0.2 | M | 42.76 | 8.552
14 | Busbar insulator 10*40 | 01060005 | 2 | N | 2.75 | 5.5
Total | [5 empty] | 771.3944
P | Job | Working Hours | Hour Rate | Total Cost
1 | CNC operator | 0.5 | 12.23 | 6.115
2 | Labor | 0.5 | 4.45 | 2.225
3 | Electrician | 4 | 9.26 | 37.04
4 | Powder Coating | 29.56 | 2.3 | 67.988
5 | Welder | 1 | 4.62 | 4.62
6 | Fabricator | 1 | 4.62 | 4.62
Total |  |  |  | 122.608
Total Price |  |  |  | 894.0024
BACK

## EP 4880X1720X1810
P | ITEM DESCRIPTION | ITEM CODE | QTY | UNIT | UNIT PRICE | TOTAL PRICE
1 | PLASTIC CABLE GLAND 29MM | 01040022 | 5 | N | 1 | 5
2 | RELAY 24 VDC,14 PIN | 02020001 | 2 | N | 11 | 22
3 | RELAY BASE 14 PIN | 02020006 | 2 | N | 6.5048 | 13.0095
4 | MCB 20A,1P | 01020013 | 2 | N | 9.0476 | 18.0952
5 | DSE 6110MKII | 02030010 | 1 | N | 503.69 | 503.69
6 | FUSE CARRIER 32A | 02010001 | 3 | N | 3 | 9
7 | FUSE 2A,10×32MM | 02010007 | 3 | N | 0.5 | 1.5
8 | AUTO HAND SELECTOR ON/OFF | 02040007 | 1 | N | 6 | 6
9 | EMERGENCY BUSH BUTTON | 02040004 | 2 | N | 8 | 16
10 | GI SHEET 2.4MX1.2MX2MM, G90, ZERO SPANGLE | 05010020 | 1.5 | N | 153.0476 | 229.5714
11 | Hinges 4*4*50 | 09040015 | 2 | N | 2.381 | 4.7619
12 | Quarter Turn Latch | 09040014 | 1 | N | 5.2381 | 5.2381
13 | Busbar 40*10 | 01060003 | 0.2 | M | 120 | 24
14 | Busbar insulator 10*40 | 01060005 | 2 | N | 2.75 | 5.5
Total | [5 empty] | 863.3662
P | Job | Working Hours | Hour Rate | Total Cost
1 | CNC operator | 1 | 12.23 | 12.23
2 | Labor | 1 | 4.45 | 4.45
3 | Electrician | 5 | 9.26 | 46.3
4 | Powder Coating | 33 | 2.3 | 75.9
5 | Welder | 2 | 4.62 | 9.24
6 | Fabricator | 2 | 4.62 | 9.24
Total |  |  |  | 157.36
Total Price |  |  |  | 1020.7262
BACK

## EP 5400X1800X1840
P | ITEM DESCRIPTION | ITEM CODE | QTY | UNIT | UNIT PRICE | TOTAL PRICE
1 | PLASTIC CABLE GLAND 29MM | 01040022 | 5 | N | 1 | 5
2 | RELAY 24 VDC,14 PIN | 02020001 | 2 | N | 11 | 22
3 | RELAY BASE 14 PIN | 02020006 | 2 | N | 6.5048 | 13.0095
4 | MCB 20A,1P | 01020013 | 2 | N | 9.0476 | 18.0952
5 | DSE 6110MKII | 02030010 | 1 | N | 503.69 | 503.69
6 | FUSE CARRIER 32A | 02010001 | 3 | N | 3 | 9
7 | FUSE 2A,10×32MM | 02010007 | 3 | N | 0.5 | 1.5
8 | AUTO HAND SELECTOR ON/OFF | 02040007 | 1 | N | 6 | 6
9 | EMERGENCY BUSH BUTTON | 02040004 | 2 | N | 8 | 16
10 | GI SHEET 2.4MX1.2MX2MM, G90, ZERO SPANGLE | 05010020 | 2 | N | 153.0476 | 306.0952
11 | Hinges 4*4*50 | 09040015 | 2 | N | 2.381 | 4.7619
12 | Quarter Turn Latch | 09040014 | 1 | N | 5.2381 | 5.2381
13 | Busbar 40*10 | 01060003 | 0.2 | M | 120 | 24
14 | starter solenoid 24v | 02020007 | 1 | N | 100 | 100
15 | Busbar insulator 10*40 | 01060005 | 2 | N | 2.75 | 5.5
Total | [5 empty] | 1039.89
P | Job | Working Hours | Hour Rate | Total Cost
1 | CNC operator | 1.5 | 12.23 | 18.345
2 | Labor | 1.5 | 4.45 | 6.675
3 | Electrician | 6 | 9.26 | 55.56
4 | Powder Coating | 42.2 | 2.3 | 97.06
5 | Welder | 3 | 4.62 | 13.86
6 | Fabricator | 3 | 4.62 | 13.86
Total |  |  |  | 205.36
Total Price |  |  |  | 1245.25
BACK

## EP 4006 Series
4006
P | ITEM DESCRIPTION | ITEM CODE | QTY | UNIT | UNIT PRICE | TOTAL PRICE
1 | PLASTIC CABLE GLAND 29MM | 01040022 | 3 | N | 1 | 3
2 | water temperature sensor | 2060001 | 1 | N | 25.7714 | 25.7714
3 | Oil Pressure sensor | 2060002 | 1 | N | 51.5429 | 51.5429
4 | RELAY 24 VDC,14 PIN | 02020001 | 2 | N | 11 | 22
5 | RELAY BASE 14 PIN | 02020006 | 2 | N | 6.5048 | 13.0095
6 | MCB 20A,1P | 01020013 | 2 | N | 9.0476 | 18.0952
7 | DSE 6110MKII | 02030010 | 1 | N | 503.69 | 503.69
8 | FUSE CARRIER 32A | 02010001 | 3 | N | 3 | 9
9 | FUSE 2A,10×32MM | 02010007 | 3 | N | 0.5 | 1.5
10 | AUTO HAND SELECTOR ON/OFF | 02040007 | 1 | N | 6 | 6
11 | EMERGENCY BUSH BUTTON | 02040004 | 1 | N | 8 | 8
12 | GI SHEET 2.4MX1.2MX2MM, G90, ZERO SPANGLE | 05010020 | 2 | N | 153.0476 | 306.0952
13 | gi SHEET 2.4MX1.2MX1MM, G90 | 05010029 | 2 | N | 80 | 160
14 | angle bar 40*40*6m | 05050001 | 1 | N | 180 | 180
15 | Hinges 4*4*50 | 09040015 | 2 | N | 2.381 | 4.7619
16 | Quarter Turn Latch | 09040014 | 2 | N | 5.2381 | 10.4762
17 | Busbar 80*10 | 01060001 | 5 | M | 240 | 1200
18 | starter solenoid 24v | 02020007 | 1 | N | 100 | 100
19 | Busbar insulator 10*76 | 01060007 | 16 | N | 3.75 | 60
Total | [5 empty] | 2682.9424
P | Job | Working Hours | Hour Rate | Total Cost
1 | CNC operator | 4 | 12.23 | 48.92
2 | Labor | 4 | 4.45 | 17.8
3 | Electrician | 10 | 9.26 | 92.6
4 | Powder Coating | 84 | 2.3 | 193.2
5 | Welder | 8 | 4.62 | 36.96
6 | Fabricator | 8 | 4.62 | 36.96
Total |  |  |  | 426.44
Total Price |  |  |  | 3109.3824
BACK

## EP 4008
4008
P | ITEM DESCRIPTION | ITEM CODE | QTY | UNIT | UNIT PRICE | TOTAL PRICE
1 | PLASTIC CABLE GLAND 29MM | 01040022 | 3 | N | 1 | 3
2 | water temperature sensor | 2060001 | 1 | N | 25.7714 | 25.7714
3 | Oil Pressure sensor | 2060002 | 1 | N | 51.5429 | 51.5429
4 | RELAY 24 VDC,14 PIN | 02020001 | 2 | N | 11 | 22
5 | RELAY BASE 14 PIN | 02020006 | 2 | N | 6.5048 | 13.0095
6 | MCB 20A,1P | 01020013 | 2 | N | 9.0476 | 18.0952
7 | DSE 6110MKII | 02030010 | 1 | N | 503.69 | 503.69
8 | FUSE CARRIER 32A | 02010001 | 3 | N | 3 | 9
9 | FUSE 2A,10×32MM | 02010007 | 3 | N | 0.5 | 1.5
10 | AUTO HAND SELECTOR ON/OFF | 02040007 | 1 | N | 6 | 6
11 | EMERGENCY BUSH BUTTON | 02040004 | 1 | N | 8 | 8
12 | GI SHEET 2.4MX1.2MX2MM, G90, ZERO SPANGLE | 05010020 | 2 | N | 153.0476 | 306.0952
13 | gi SHEET 2.4MX1.2MX1MM, G90 | 05010029 | 2 | N | 80 | 160
14 | angle bar 40*40*6m | 05050001 | 1 | N | 180 | 180
15 | Hinges 4*4*50 | 09040015 | 2 | N | 2.381 | 4.7619
16 | Quarter Turn Latch | 09040014 | 2 | N | 5.2381 | 10.4762
17 | Busbar 100*10 | 01060001 | 5 | M | 288 | 1440
18 | starter solenoid 24v | 02020007 | 1 | N | 100 | 100
19 | Busbar insulator 10*76 | 01060007 | 16 | N | 3.75 | 60
Total | [5 empty] | 2922.9424
P | Job | Working Hours | Hour Rate | Total Cost
1 | CNC operator | 4 | 12.23 | 48.92
2 | Labor | 4 | 4.45 | 17.8
3 | Electrician | 12 | 9.26 | 111.12
4 | Powder Coating | 84 | 2.3 | 193.2
5 | Welder | 8 | 4.62 | 36.96
6 | Fabricator | 8 | 4.62 | 36.96
Total |  |  |  | 444.96
Total Price |  |  |  | 3367.9024
BACK
BACK

## EP 4012
4012
P | ITEM DESCRIPTION | ITEM CODE | QTY | UNIT | UNIT PRICE | TOTAL PRICE
1 | PLASTIC CABLE GLAND 29MM | 01040022 | 3 | N | 1 | 3
2 | water temperature sensor | 2060001 | 1 | N | 25.7714 | 25.7714
3 | Oil Pressure sensor | 2060002 | 1 | N | 51.5429 | 51.5429
4 | RELAY 24 VDC,14 PIN | 02020001 | 2 | N | 11 | 22
5 | RELAY BASE 14 PIN | 02020006 | 2 | N | 6.5048 | 13.0095
6 | MCB 20A,1P | 01020013 | 2 | N | 9.0476 | 18.0952
7 | DSE 6110MKII | 02030010 | 1 | N | 503.69 | 503.69
8 | FUSE CARRIER 32A | 02010001 | 3 | N | 3 | 9
9 | FUSE 2A,10×32MM | 02010007 | 3 | N | 0.5 | 1.5
10 | AUTO HAND SELECTOR ON/OFF | 02040007 | 1 | N | 6 | 6
11 | EMERGENCY BUSH BUTTON | 02040004 | 1 | N | 8 | 8
12 | GI SHEET 2.4MX1.2MX2MM, G90, ZERO SPANGLE | 05010020 | 2 | N | 153.0476 | 306.0952
13 | gi SHEET 2.4MX1.2MX1MM, G90 | 05010029 | 2 | N | 80 | 160
14 | angle bar 40*40*6m | 05050001 | 1 | N | 180 | 180
15 | Hinges 4*4*50 | 09040015 | 2 | N | 2.381 | 4.7619
16 | Quarter Turn Latch | 09040014 | 2 | N | 5.2381 | 10.4762
17 | Busbar 80*10 | 01060001 | 10 | M | 248 | 2480
18 | starter solenoid 24v | 02020007 | 1 | N | 100 | 100
19 | Busbar insulator 10*76 | 01060007 | 16 | N | 3.75 | 60
Total | [5 empty] | 3962.9424
P | Job | Working Hours | Hour Rate | Total Cost
1 | CNC operator | 4 | 12.23 | 48.92
2 | Labor | 4 | 4.45 | 17.8
3 | Electrician | 16 | 9.26 | 148.16
4 | Powder Coating | 84 | 2.3 | 193.2
5 | Welder | 8 | 4.62 | 36.96
6 | Fabricator | 8 | 4.62 | 36.96
Total |  |  |  | 482
Total Price |  |  |  | 4444.9424
BACK
BACK
BACK

## EP 4016
P | ITEM DESCRIPTION | ITEM CODE | QTY | UNIT | UNIT PRICE | TOTAL PRICE
1 | PLASTIC CABLE GLAND 29MM | 01040022 | 3 | N | 1 | 3
2 | water temperature sensor | 2060001 | 1 | N | 25.7714 | 25.7714
3 | Oil Pressure sensor | 2060002 | 1 | N | 51.5429 | 51.5429
4 | RELAY 24 VDC,14 PIN | 02020001 | 2 | N | 11 | 22
5 | RELAY BASE 14 PIN | 02020006 | 2 | N | 6.5048 | 13.0095
6 | MCB 20A,1P | 01020013 | 2 | N | 9.0476 | 18.0952
7 | DSE 6110MKII | 02030010 | 1 | N | 503.69 | 503.69
8 | FUSE CARRIER 32A | 02010001 | 3 | N | 3 | 9
9 | FUSE 2A,10×32MM | 02010007 | 3 | N | 0.5 | 1.5
10 | AUTO HAND SELECTOR ON/OFF | 02040007 | 1 | N | 6 | 6
11 | EMERGENCY BUSH BUTTON | 02040004 | 1 | N | 8 | 8
12 | GI SHEET 2.4MX1.2MX2MM, G90, ZERO SPANGLE | 05010020 | 2 | N | 153.0476 | 306.0952
13 | gi SHEET 2.4MX1.2MX1MM, G90 | 05010029 | 2 | N | 80 | 160
14 | angle bar 40*40*6m | 05050001 | 1 | N | 180 | 180
15 | Hinges 4*4*50 | 09040015 | 2 | N | 2.381 | 4.7619
16 | Quarter Turn Latch | 09040014 | 2 | N | 5.2381 | 10.4762
17 | Busbar 100*10 | 01060001 | 10 | M | 288 | 2880
18 | starter solenoid 24v | 02020007 | 1 | N | 100 | 100
19 | Busbar insulator 10*76 | 01060007 | 16 | N | 3.75 | 60
Total | [5 empty] | 4362.9424
P | Job | Working Hours | Hour Rate | Total Cost
1 | CNC operator | 4 | 12.23 | 48.92
2 | Labor | 4 | 4.45 | 17.8
3 | Electrician | 20 | 9.26 | 185.2
4 | Powder Coating | 84 | 2.3 | 193.2
5 | Welder | 8 | 4.62 | 36.96
6 | Fabricator | 8 | 4.62 | 36.96
Total |  |  |  | 519.04
Total Price |  |  |  | 4881.9824
BACK
BACK
BACK
BACK
BACK