## Sheet1
Unit # | Functional Loc. | Equipment | Sort field | TechIdentNo. | Description | Main WorkCtr | Catalog profile | ABC indic. | Equipment data | Cost Center | Start-up date | Loc/AccAssmt | Planner group | Changed by | Changed on | Business Area
CC03 | 2210-4-CC03-BAA00GT | 2000214119 | 21BAA00GT | 210BAA00GT | ISOL.PHASE BUSDUCT-AUX.TRAFO CC3(GT17/18 | RME | GEBUS | C | X | 202028366 | 1998-01-08 | 000002575382 |  | ERP-MM-DC1 | 2011-12-17 | 20
CC03 | 2210-4-CC03-BAA01GT | 2000214122 | 21BAA01GT | 210BAA01GT | ISOL.PHASE BUSDUCT-AUX.TRAFO CC3(GT19/20 | RME | GEBUS | C | X | 202028366 | 1998-01-08 | 000002575384 |  | ERP-MM-DC1 | 2011-12-17 | 20
CC03 | 2210-4-CC03-BAA02GT | 2000214125 | 21BAA02GT | 210BAA02GT | ISOLATED PHASE BUS DUCT-GENR.TO BREAKER | RME | GEBUS | C | X | 202028366 | 1998-01-08 | 000002575386 |  | ERP-MM-DC1 | 2011-12-17 | 20
CC03 | 2210-4-CC03-BAA03GT | 2000214128 | 21BAA03GT | 210BAA03GT | ISOLATED PHASE BUS DUCT-GEN.BKR.TO TRAFO | RME | GEBUS | C | X | 202028366 | 1998-01-08 | 000002575388 |  | ERP-MM-DC1 | 2011-12-17 | 20
CC03 | 2210-4-CC03-BAC10 | 2000214131 | 21BAC10 | 210BAC10 | GENERATOR CIRCUIT BREAKER | RME | GECB | B | X | 202028366 | 1998-01-08 | 000002575390 |  | ERP-MM-DC1 | 2011-12-17 | 20
CC03 | 2210-4-CC03-BAC11AN001 | 2000214134 | 21BAC11AN001 | 210BBTE1A | GENERATOR TERML.ENCLOSE VENT FAN-1 | RMM | GMFAN | C | X | 202028366 | 1998-01-08 | 000002575402 |  | ERP-MM-DC1 | 2011-12-17 | 20
CC03 | 2210-4-CC03-BAC12AN001 | 2000214137 | 21BAC12AN001 | 210BBTE2A | GENERATOR TERML.ENCLOSURE VENT FAN-2 | RMM | GMFAN | C | X | 202028366 | 1998-01-08 | 000002575404 |  | ERP-MM-DC1 | 2011-12-17 | 20
CC03 | 2210-4-CC03-BAC13AN001 | 2000214140 | 21BAC13AN001 | 210BBTE3A | GENERATOR TERML.ENCLOSURE VENT FAN-3 | RMM | GMFAN | C | X | 202028366 | 1998-01-08 | 000002575406 |  | ERP-MM-DC1 | 2011-12-17 | 20
CC03 | 2210-4-CC03-BAC14AN001 | 2000214143 | 21BAC14AN001 | 210BBTE4A | GENERATOR TERML.ENCLOSURE VENT FAN-4 | RMM | GMFAN | C | X | 202028366 | 1998-01-08 | 000002575408 |  | ERP-MM-DC1 | 2011-12-17 | 20
CC03 | 2210-4-CC03-BAT00GT | 2000214146 | 21BAT00GT | 210BAT00GT | GENERATOR TRANSFORMER 180MVA | RME | GEXF-CU | C | X | 202028366 | 1998-01-08 | 000002575410 |  | ERP-MM-DC1 | 2011-12-17 | 20
CC03 | 2210-4-CC03-BBA00 | 2000214149 | 21BBA00 | 210BBA00 | CC INCOMING BREAKR.52CCA1 FOR 4160V SWGR | RME | GECB | B | X | 202028366 | 1998-01-08 | 000002575412 |  | ERP-MM-DC1 | 2011-12-17 | 20
CC03 | 2210-4-CC03-BBA00GS001 | 2000214152 | 21BBA00GS001 | 210BBA00GS001 | CC 4160V SWITCHGEARB 1200A, 250MVA | RME | GESWGR | B | X | 202028366 | 1998-01-08 | 000002575414 |  | ERP-MM-DC1 | 2011-12-17 | 20
CC03 | 2210-4-CC03-BBA02 | 2000214155 | 21BBA02 | 210BBA02 | CC BUS COUPLER BREAKER 52CCAT 4160V SWGR | RME | GECB | B | X | 202028366 | 1998-01-08 | 000002575416 |  | ERP-MM-DC1 | 2011-12-17 | 20
CC03 | 2210-4-CC03-BBA11 | 2000214158 | 21BBA11 | 210BBA11 | 250MVA INCOMING FEEDER-AUX.TRAFO.HRSG1&2 | RME | GEFEDR | B | X | 202028366 | 1998-01-08 | 000002575418 |  | ERP-MM-DC1 | 2011-12-17 | 20
CC03 | 2210-4-CC03-BBB00 | 2000214161 | 21BBB00 | 210BBB00 | CC INCOMING BREAKR.52CCA2 FOR 4160V SWGR | RME | GECB | B | X | 202028366 | 1998-01-08 | 000002575420 |  | ERP-MM-DC1 | 2011-12-17 | 20
CC03 | 2210-4-CC03-BBB00GS001 | 2000214164 | 21BBB00GS001 | 210BBB00GS001 | CC 4160V SWITCHGEARB 1200A, 250MVA | RME | GESWGR | C | X | 202028366 | 1998-01-08 | 000002575432 |  | ERP-MM-DC1 | 2011-12-17 | 20
CC03 | 2210-4-CC03-BBB11 | 2000214167 | 21BBB11 | 210BBB11 | 250MVA INCOMING FEEDER-AUX.TRAFO.HRSG3&4 | RME | GEFEDR | C | X | 202028366 | 1998-01-08 | 000002575434 |  | ERP-MM-DC1 | 2011-12-17 | 20
CC03 | 2210-4-CC03-BBT10GT | 2000214170 | 21BBT10GT | 210BBT10GT | AUX.TRANSFORMER 7.5MVA GT17&18 TO CC3 | RME | GEXF-CU | B | X | 202028366 | 1998-01-08 | 000002575436 |  | ERP-MM-DC1 | 2011-12-17 | 20
CC03 | 2210-4-CC03-BBT20GT | 2000214173 | 21BBT20GT | 210BBT20GT | AUX.TRANSFORMER 7.5MVA GT19&20 TO CC3 | RME | GEXF-CU | B | X | 202028366 | 1998-01-08 | 000002575438 |  | ERP-MM-DC1 | 2011-12-17 | 20
CC03 | 2210-4-CC03-BDA00GS001 | 2000214176 | 21BDA00GS001 | C5BDA00GS001 | 4160V DIESEL GENERATOR SWITCHGEAR | RME | GESWGR | B | X | 202028366 | 1998-01-08 | 000002575440 |  | ERP-MM-DC1 | 2011-12-17 | 20
CC03 | 2210-4-CC03-BFA00 | 2000214179 | 21BFA00 | 210BFA00 | LV INCOMING BREAKER 52CCB1 | RME | GECB | B | X | 202028366 | 1998-01-08 | 000002575442 |  | ERP-MM-DC1 | 2011-12-17 | 20
CC03 | 2210-4-CC03-BFA00GS001 | 2000214182 | 21BFA00GS001 | 210BFA00GS001 | CC 480V SWITCHGEAR | RME | GESWGR | B | X | 202028366 | 1998-01-08 | 000002575444 |  | ERP-MM-DC1 | 2011-12-17 | 20
CC03 | 2210-4-CC03-BFA02 | 2000214185 | 21BFA02 | 210BFA02 | LV BUS COUPLER BREAKER 52CCBT | RME | GECB | B | X | 202028366 | 1998-01-08 | 000002575446 |  | ERP-MM-DC1 | 2011-12-17 | 20
CC03 | 2210-4-CC03-BFA31 | 2000214188 | 21BFA31 | 210BFA31NIC01 | STATN.SERV.ST MCC£1 480V FEEDER BREAKER | RME | GECB | C | X | 202028366 | 1998-01-08 | 000002575448 |  | ERP-MM-DC1 | 2011-12-17 | 20
CC03 | 2210-4-CC03-BFA31GH001 | 2000214191 | 21BFA31GH001 | 210BFA31GH001 | STATION SERVICE ST MCC£1 480V | RME | GEPANL | B | X | 202028366 | 1998-01-08 | 000002575450 |  | ERP-MM-DC1 | 2011-12-17 | 20
CC03 | 2210-4-CC03-BFA32 | 2000214194 | 21BFA32 | 210BFA32 | SPARE BREAKER 480V | RME | GECB | C | X | 202028366 | 1998-01-08 | 000002575462 |  | ERP-MM-DC1 | 2011-12-17 | 20
CC03 | 2210-4-CC03-BFB00 | 2000214197 | 21BFB00 | 210BFB00 | LV INCOMING BREAKER 52CCB2 | RME | GECB | B | X | 202028366 | 1998-01-08 | 000002575464 |  | ERP-MM-DC1 | 2011-12-17 | 20
CC03 | 2210-4-CC03-BFB00GS001 | 2000214200 | 21BFB00GS001 | 210BFB00GS001 | CC 480V SWITCHGEAR | RME | GESWGR | B | X | 202028366 | 1998-01-08 | 000002575466 |  | ERP-MM-DC1 | 2011-12-17 | 20
CC03 | 2210-4-CC03-BFB31 | 2000214203 | 21BFB31 | 210BFB31NIC01 | STATN.SERV.ST MCC£2 480V FEEDER BREAKER | RME | GECB | B | X | 202028366 | 1998-01-08 | 000002575468 |  | ERP-MM-DC1 | 2011-12-17 | 20
CC03 | 2210-4-CC03-BFB31GH001 | 2000214206 | 21BFB31GH001 | 210BFB31GH001 | STATION SERVICE ST MCC£2 480V | RME | GEPANL | B | X | 202028366 | 1998-01-08 | 000002575470 |  | ERP-MM-DC1 | 2011-12-17 | 20
CC03 | 2210-4-CC03-BFT11GT | 2000214209 | 21BFT11GT | 210BFT11GT | 1.6MVA AUX.POWER TRANSFORMER 4160/480V | RME | GEXF-CU | C | X | 202028366 | 1998-01-08 | 000002575472 |  | ERP-MM-DC1 | 2011-12-17 | 20
CC03 | 2210-4-CC03-BJA20GT001 | 2000214212 | 21BJA20GT001 | 210BJA20GT001 | 5 KVA TRANSFORMER 480-120V | RME | GEXFMR | C | X | 202028366 | 1998-01-08 | 000002575474 |  | ERP-MM-DC1 | 2011-12-17 | 20
CC03 | 2210-4-CC03-BUE11 | 2000214215 | 21BUE11 | 21BUE11 | BREAKER FOR STG.EMERG.BRG.LO PUMP MOTOR | RME | GECB | B | X | 202028366 | 1998-01-08 | 000002575476 |  | ERP-MM-DC1 | 2011-12-17 | 20
CC03 | 2210-4-CC03-CMA10 | 2000214218 | 21CMA10 | 21CMA10 | DISTRIBUTED CONTROL SYSTEM |  |  | C | X | 202028366 | 1998-01-08 | 000002575478 |  | ERP-MM-DC1 | 2011-12-17 | 20
CC03 | 2210-4-CC03-CMA11 | 2000214221 | 21CMA11 | 210CMA11 | DCS TERM CABINET-CCR | RME | GECBNT | C | X | 202028366 | 1998-01-08 | 000002575480 |  | ERP-MM-DC1 | 2011-12-17 | 20
CC03 | 2210-4-CC03-CMA12 | 2000214224 | 21CMA12 | 210CMA12 | DCS MODULE CABINET-CCR | RME | GECBNT | C | X | 202028366 | 1998-01-08 | 000002575492 |  | ERP-MM-DC1 | 2011-12-17 | 20
CC03 | 2210-4-CC03-CMA13 | 2000214227 | 21CMA13 | 210CMA13 | DCS TERM CABINET-CCR | RME | GECBNT | C | X | 202028366 | 1998-01-08 | 000002575494 |  | ERP-MM-DC1 | 2011-12-17 | 20
CC03 | 2210-4-CC03-CMA14 | 2000214230 | 21CMA14 | 210CMA14 | DCS MODULE CABINET | RME | GECBNT | C | X | 202028366 | 1998-01-08 | 000002575496 |  | ERP-MM-DC1 | 2011-12-17 | 20
CC03 | 2210-4-CC03-CMA15 | 2000214238 | 21CMA15 | 210CMA15 | DCS CABINET-CCR | RME | GECBNT | C | X | 202028366 | 1998-01-08 | 000002575500 |  | ERP-MM-DC1 | 2011-12-17 | 20
CC03 | 2210-4-CC03-CMA21 | 2000214242 | 21CMA21 | 210CMA21 | DCS CABIENT-MODULE-3 EQUIPMENT ROOM | RME | GECBNT | C | X | 202028366 | 1998-01-08 | 000002575512 |  | ERP-MM-DC1 | 2011-12-17 | 20
CC03 | 2210-4-CC03-CMA22 | 2000214246 | 21CMA22 | 210CMA22 | DCS MODULE CABINET-MODULE-3 EQUIPMT.ROOM | RME | GECBNT | C | X | 202028366 | 1998-01-08 | 000002575514 |  | ERP-MM-DC1 | 2011-12-17 | 20
CC03 | 2210-4-CC03-CMA23 | 2000214250 | 21CMA23 | 210CMA23 | DCS TERM CABINET-MODULE-3 EQUIPMT.ROOM | RME | GECBNT | C | X | 202028366 | 1998-01-08 | 000002575516 |  | ERP-MM-DC1 | 2011-12-17 | 20
CC03 | 2210-4-CC03-CMA24 | 2000214254 | 21CMA24 | 210CMA24 | DCS TERM CABINET-MODULE-3 EQUIPMT.ROOM | RME | GECBNT | C | X | 202028366 | 1998-01-08 | 000002575518 |  | ERP-MM-DC1 | 2011-12-17 | 20
CC03 | 2210-4-CC03-CMA25 | 2000214258 | 21CMA25 | 210CMA25 | DCS MODULE CABINET-MODULE-3 EQUIPMT.ROOM | RME | GECBNT | C | X | 202028366 | 1998-01-08 | 000002575520 |  | ERP-MM-DC1 | 2011-12-17 | 20
CC03 | 2210-4-CC03-CMA26 | 2000214262 | 21CMA26 | 210CMA26 | DCS TERM CABINET-MODULE-3 EQUIPMT.ROOM | RME | GECBNT | C | X | 202028366 | 1998-01-08 | 000002575532 |  | ERP-MM-DC1 | 2011-12-17 | 20
CC03 | 2210-4-CC03-CMA27 | 2000214266 | 21CMA27 | 210CMA27 | DCS CABINET-MODULE-3 EQUIPMENT ROOM | RME | GECBNT | C | X | 202028366 | 1998-01-08 | 000002575534 |  | ERP-MM-DC1 | 2011-12-17 | 20
CC03 | 2210-4-CC03-CMA31 | 2000214270 | 21CMA31 | 210CMA31 | DCS TERM CABINET-CTG DCS ELECT.EQUP.ROM | RME | GECBNT | C | X | 202028366 | 1998-01-08 | 000002575536 |  | ERP-MM-DC1 | 2011-12-17 | 20
CC03 | 2210-4-CC03-CMA32 | 2000214274 | 21CMA32 | 210CMA32 | DCS MODULE CABNT-CTG DCS ELECT.EQUP.ROOM | RME | GECBNT | C | X | 202028366 | 1998-01-08 | 000002575538 |  | ERP-MM-DC1 | 2011-12-17 | 20
CC03 | 2210-4-CC03-CMA33 | 2000214278 | 21CMA33 | 210CMA33 | DCS TERM CABINET-CTG DCS ELECT.EQUP.ROOM | RME | GECBNT | C | X | 202028366 | 1998-01-08 | 000002575540 |  | ERP-MM-DC1 | 2011-12-17 | 20
CC03 | 2210-4-CC03-CMA34 | 2000214282 | 21CMA34 | 210CMA34 | DCS TERM CABINET-CTG DCS ELECT.EQUP.ROOM | RME | GECBNT | C | X | 202028366 | 1998-01-08 | 000002575552 |  | ERP-MM-DC1 | 2011-12-17 | 20
CC03 | 2210-4-CC03-CMA35 | 2000214286 | 21CMA35 | 210CMA35 | DCS MODULE CABNT-CTG DCS ELECT.EQUP.ROOM | RME | GECBNT | C | X | 202028366 | 1998-01-08 | 000002575554 |  | ERP-MM-DC1 | 2011-12-17 | 20
CC03 | 2210-4-CC03-CMA36 | 2000214290 | 21CMA36 | 210CMA36 | DCS MODULE CABNT-CTG DCS ELECT.EQUP.ROOM | RME | GECBNT | C | X | 202028366 | 1998-01-08 | 000002575556 |  | ERP-MM-DC1 | 2011-12-17 | 20
CC03 | 2210-4-CC03-CMB11 | 2000214294 | 21CMB11 | 210CMB11 | OPERATORS CONSOLE MASTER | RMI | GICNSL | C | X | 202028366 | 1998-01-08 | 000002575558 |  | ERP-MM-DC1 | 2011-12-17 | 20
CC03 | 2210-4-CC03-CMB12 | 2000214298 | 21CMB12 | 210CMB12 | OPERATORS CONSOLE SLAVE | RMI | GICNSL | C | X | 202028366 | 1998-01-08 | 000002575560 |  | ERP-MM-DC1 | 2011-12-17 | 20
CC03 | 2210-4-CC03-CMB13 | 2000214302 | 21CMB13 | 210CMB13 | OPERATORS CONSOLE SLAVE | RMI | GICNSL | C | X | 202028366 | 1998-01-08 | 000002575572 |  | ERP-MM-DC1 | 2011-12-17 | 20
CC03 | 2210-4-CC03-CMB21 | 2000214306 | 21CMB21 | 210CMB21 | OPERATORS CONSOLE MASTER-MODULE3.CONT.RM | RMI | GICNSL | C | X | 202028366 | 1998-01-08 | 000002575574 |  | ERP-MM-DC1 | 2011-12-17 | 20
CC03 | 2210-4-CC03-CMB22 | 2000214310 | 21CMB22 | 210CMB22 | OPERATORS CONSOLE SLAVE-MODULE3.CONT.RM | RMI | GICNSL | C | X | 202028366 | 1998-01-08 | 000002575576 |  | ERP-MM-DC1 | 2011-12-17 | 20
CC03 | 2210-4-CC03-CMB23 | 2000214314 | 21CMB23 | 210CMB23 | OPERATORS CONSOLE SLAVE-MODULE3.CONT.RM | RMI | GICNSL | C | X | 202028366 | 1998-01-08 | 000002575578 |  | ERP-MM-DC1 | 2011-12-17 | 20
CC03 | 2210-4-CC03-CMC11 | 2000214318 | 21CMC11 | 210CMC11 | DEC REPEATER | RME | GERE-ML | C | X | 202028366 | 1998-01-08 | 000002575580 |  | ERP-MM-DC1 | 2011-12-17 | 20
CC03 | 2210-4-CC03-CMC12 | 2000214321 | 21CMC12 | 210CMC12 | FIBER OPTIC TERMINATION PANEL-CCR | RME | GEPANL | C | X | 202028366 | 1998-01-08 | 000002575591 |  | ERP-MM-DC1 | 2011-12-17 | 20
CC03 | 2210-4-CC03-CMC21 | 2000214326 | 21CMC21 | 210CMC21 | DEC REPEATER | RME | GERE-ML | C | X | 202028366 | 1998-01-08 | 000002575594 |  | ERP-MM-DC1 | 2011-12-17 | 20
CC03 | 2210-4-CC03-CMC22 | 2000214330 | 21CMC22 | 210CMC22 | FIGER OPTIC TERMN.PANEL-CTG.DCS ELECT.RM | RME | GEPANL | C | X | 202028366 | 1998-01-08 | 000002575596 |  | ERP-MM-DC1 | 2011-12-17 | 20
CC03 | 2210-4-CC03-CMD | 2000214334 | 21CMD | 210CMD11/12 | SYSTEM PRINTER II PRT02 | RMI | GIPRNT | C | X | 202028366 | 1998-01-08 | 000002575598 |  | ERP-MM-DC1 | 2011-12-17 | 20
CC03 | 2210-4-CC03-CMD13 | 2000214338 | 21CMD13 | 210CMD13 | HP LASER JET PRINTER | RMI | GIPRNT | C | X | 202028366 | 1998-01-08 | 000002575600 |  | ERP-MM-DC1 | 2011-12-17 | 20
CC03 | 2210-4-CC03-CMD14 | 2000214342 | 21CMD14 | 210CMD14 | SCREEN COPIER | RMI | GIPRNT | C | X | 202028366 | 1998-01-08 | 000002575602 |  | ERP-MM-DC1 | 2011-12-17 | 20
CC03 | 2210-4-CC03-CMD15 | 2000214346 | 21CMD15 | 210CMD15 | HP LASER JET PRINTER | RMI | GIPRNT | C | X | 202028366 | 1998-01-08 | 000002575604 |  | ERP-MM-DC1 | 2011-12-17 | 20
CC03 | 2210-4-CC03-CMD16 | 2000214351 | 21CMD16 | 210CMD16 | PRINTER SERVER | RME | GERE-ML | C | X | 202028366 | 1998-01-08 | 000002575607 |  | ERP-MM-DC1 | 2011-12-17 | 20
CC03 | 2210-4-CC03-CMD21 | 2000214356 | 21CMD21 | 210CMD21 | ALARM SYSTEM PRINTER-MODULE3.CONT.RM | RMI | GIPRNT | C | X | 202028366 | 1998-01-08 | 000002575610 |  | ERP-MM-DC1 | 2011-12-17 | 20
CC03 | 2210-4-CC03-CMD22 | 2000214361 | 21CMD22 | 21CMD22 | SOE SYSTEM PRINTER-MODULE3.CONT.RM | RMI | GIPRNT | C | X | 202028366 | 1998-01-08 | 000002575623 |  | ERP-MM-DC1 | 2011-12-17 | 20
CC03 | 2210-4-CC03-CMD23 | 2000214366 | 21CMD23 | 210CMD23 | REPORT HP LAS.JET PRINTR-MODULE3.CONT.RM | RMI | GIPRNT | C | X | 202028366 | 1998-01-08 | 000002575626 |  | ERP-MM-DC1 | 2011-12-17 | 20
CC03 | 2210-4-CC03-CMD24 | 2000214371 | 21CMD24 | 210CMD24 | COLOR SCREEN COPIER - MODULE3.CONT.RM | RMI | GIPRNT | C | X | 202028366 | 1998-01-08 | 000002575629 |  | ERP-MM-DC1 | 2011-12-17 | 20
CC03 | 2210-4-CC03-CMD25 | 2000214376 | 21CMD25 | 210CMD25 | HP LASERJET PRINTER-MOD-3 CONTROL ROOM | RMI | GIPRNT | C | X | 202028366 | 1998-01-08 | 000002575642 |  | ERP-MM-DC1 | 2011-12-17 | 20
CC03 | 2210-4-CC03-CMD26 | 2000214381 | 21CMD26 | 210CMD26 | PRINTER SERVER | RME | GERE-ML | C | X | 202028366 | 1998-01-08 | 000002575645 |  | ERP-MM-DC1 | 2011-12-17 | 20
CC03 | 2210-4-CC03-CME12 | 2000214387 | 21CME12 | 210CME12 | EWS/GLOBAL DATA BASE MANAGER | RMI | GICMPT | C | X | 202028366 | 1998-01-08 | 000002575649 |  | ERP-MM-DC1 | 2011-12-17 | 20
CC03 | 2210-4-CC03-CMF11 | 2000214392 | 21CMF11 | 210CMF11 | STATION SUPERVISORS COMPUTER | RMI | GICMPT | C | X | 202028366 | 1998-01-08 | 000002575662 |  | ERP-MM-DC1 | 2011-12-17 | 20
CC03 | 2210-4-CC03-CMF21 | 2000214397 | 21CMF21 | 210CMF21 | ENGINEERING WORK STATION-MOD-3 CTRL.ROOM | RMI | GIMNTR | C | X | 202028366 | 1998-01-08 | 000002575665 |  | ERP-MM-DC1 | 2011-12-17 | 20
CC03 | 2210-4-CC03-CNA10EM001 | 2000214402 | 21CNA10EM001 | 21CNA10EM001 | STG MARK V I-PROCESSOR COMPUTER | RMI | GICMPT | C | X | 202028366 | 1998-01-08 | 000002575668 |  | ERP-MM-DC1 | 2011-12-17 | 20
CC03 | 2210-4-CC03-CNA10EM100 | 2000214407 | 21CNA10EM100 | 21CNA10EM100 | MARK V I-PROCESSOR COMPUTER | RMI | GICMPT | C | X | 202028366 | 1998-01-08 | 000002575671 |  | ERP-MM-DC1 | 2011-12-17 | 20
CC03 | 2210-4-CC03-CNA10GH001 | 2000214412 | 21CNA10GH001 | 21CNA10GH001 | STG MARK V CONTROL PANEL | RME | GEPANL | C | X | 202028366 | 1998-01-08 | 000002575674 |  | ERP-MM-DC1 | 2011-12-17 | 20
CC03 | 2210-4-CC03-CNA10GK001 | 2000214417 | 21CNA10GK001 | 21CNA10GK001 | STG MARK V I-PROCESSOR MONITOR | RMI | GIMNTR | C | X | 202028366 | 1998-01-08 | 000002575677 |  | ERP-MM-DC1 | 2011-12-17 | 20
CC03 | 2210-4-CC03-CNA10GK002 | 2000214422 | 21CNA10GK002 | 21CNA10GK002 | STG MARK V SYSTEM PRINTER | RMI | GIPRNT | C | X | 202028366 | 1998-01-08 | 000002575680 |  | ERP-MM-DC1 | 2011-12-17 | 20
CC03 | 2210-4-CC03-CNA10GK100 | 2000214427 | 21CNA10GK100 | 21CNA10GK100 | MARK V I-PROCESSOR MONITOR | RMI | GIMNTR | C | X | 202028366 | 1998-01-08 | 000002575693 |  | ERP-MM-DC1 | 2011-12-17 | 20
CC03 | 2210-4-CC03-CYP00GK001 | 2000214432 | 21CYP00GK001 | 21CYP00GK001 | CCTV FOR IND.SECY-FIXED CAMERA UNIT-C09 | RMI | GICMRA | C | X | 202028366 | 1998-01-08 | 000002575696 |  | ERP-MM-DC1 | 2011-12-17 | 20
CC03 | 2210-4-CC03-EGD20AA003 | 2000214437 | 21EGD20AA003 | C5EGD20HV03 | CR.OIL TRNSFR.PUMP-A SUCTION VALVE | RMM | GMVL-BA | B | X | 202028366 | 1998-01-08 | 000002575699 |  | ERP-MM-DC1 | 2011-12-17 | 20
CC03 | 2210-4-CC03-EGD20AA004 | 2000214442 | 21EGD20AA004 | C5EGD20HV04 | CR.OIL TRNSFR.PUMP-A DISCHARGE VALVE | RMM | GMVL-BA | B | X | 202028366 | 1998-01-08 | 000002575712 |  | ERP-MM-DC1 | 2011-12-17 | 20
CC03 | 2210-4-CC03-EGD20AA005 | 2000214447 | 21EGD20AA005 | C5EGD20HV05 | CR.OIL TRNSFR.PUMP-B SUCTION VALVE | RMM | GMVL-BA | B | X | 202028366 | 1998-01-08 | 000002575715 |  | ERP-MM-DC1 | 2011-12-17 | 20
CC03 | 2210-4-CC03-EGD20AA006 | 2000214452 | 21EGD20AA006 | C5EGD20HV06 | CR.OIL TRNSFR.PUMP-B DISCHARGE VALVE | RMM | GMVL-BA | B | X | 202028366 | 1998-01-08 | 000002575718 |  | ERP-MM-DC1 | 2011-12-17 | 20
CC03 | 2210-4-CC03-EGD20AA007 | 2000214457 | 21EGD20AA007 | C5EGD20HV07 | CR.OIL TRNSFR.PUMP-C SUCTION VALVE | RMM | GMVL-BA | B | X | 202028366 | 1998-01-08 | 000002575721 |  | ERP-MM-DC1 | 2011-12-17 | 20
CC03 | 2210-4-CC03-EGD20AA008 | 2000214462 | 21EGD20AA008 | C5EGD20HV08 | CR.OIL TRNSFR.PUMP-C DISCHARGE VALVE | RMM | GMVL-BA | B | X | 202028366 | 1998-01-08 | 000002575724 |  | ERP-MM-DC1 | 2011-12-17 | 20
CC03 | 2210-4-CC03-EGD20AA009 | 2000214467 | 21EGD20AA009 | C5EGD20HV09 | CR.OIL TRNSFR.PUMP-D SUCTION VALVE | RMM | GMVL-BA | B | X | 202028366 | 1998-01-08 | 000002575727 |  | ERP-MM-DC1 | 2011-12-17 | 20
CC03 | 2210-4-CC03-EGD20AA010 | 2000214472 | 21EGD20AA010 | C5EGD20HV10 | CR.OIL TRNSFR.PUMP-D DISCHARGE VALVE | RMM | GMVL-BA | B | X | 202028366 | 1998-01-08 | 000002575730 |  | ERP-MM-DC1 | 2011-12-17 | 20
CC03 | 2210-4-CC03-GMC10BB001 | 2000214477 | 21GMC10BB001 | 210GMC10BB001 | BLOW DOWN RECEIVER SUMP | RMM | GMCNDS | B | X | 202028366 | 1998-01-08 | 000002575743 |  | ERP-MM-DC1 | 2011-12-17 | 20
CC03 | 2210-4-CC03-GMC10CL000 | 2000214482 | 21GMC10CL000 | 210GMC10LSL | BLOW DOWN RECEIVER SUMP LEVEL SWITCHES | RMI | GISW-LV | C | X | 202028366 | 1998-01-08 | 000002575746 |  | ERP-MM-DC1 | 2011-12-17 | 20
CC03 | 2210-4-CC03-GMC10CL001 | 2000214487 | 21GMC10CL001 | 210GMC10LE01 | BLOW DOWN RECEIVER SUMP LEVEL TRANSMITER | RMI | GIXM-LC | C | X | 202028366 | 1998-01-08 | 000002575749 |  | ERP-MM-DC1 | 2011-12-17 | 20
CC03 | 2210-4-CC03-GMC11AA001 | 2000214492 | 21GMC11AA001 | 210GMC11AA001 | BD.RCVR.SUMP PUMP-A DISCHARGE VALVE | RMM | GMVLVE | B | X | 202028366 | 1998-01-08 | 000002575762 |  | ERP-MM-DC1 | 2011-12-17 | 20
CC03 | 2210-4-CC03-GMC11AP001 | 2000214497 | 21GMC11AP001 | 210GMC11AP001 | BLOW DOWN RECIEVER SUMP PUMP-A | RMM | GMPUMP | B | X | 202028366 | 1998-01-08 | 000002575765 |  | ERP-MM-DC1 | 2011-12-17 | 20
CC03 | 2210-4-CC03-GMC11AP001M01 | 2000214502 | 21GMC11AP001M01 | 210GMC11AP001M1 | BLOWDOWN RECEIVER SUMP PUMP-A MOTOR | RME | GEMOTR | B | X | 202028366 | 1998-01-08 | 000002575768 |  | ERP-MM-DC1 | 2011-12-17 | 20
CC03 | 2210-4-CC03-GMC11CP001 | 2000214507 | 21GMC11CP001 | 210GMC11PI01 | BD.REVR.SUMP PUMP-A DISCH.PRESS.INDICATR | RMI | GIIN-PR | C | X | 202028366 | 1998-01-08 | 000002575771 |  | ERP-MM-DC1 | 2011-12-17 | 20
CC03 | 2210-4-CC03-GMC12AA001 | 2000214512 | 21GMC12AA001 | 210GMC12AA001 | BD.RCVR.SUMP PUMP-B DISCHARGE VALVE | RMM | GMVLVE | B | X | 202028366 | 1998-01-08 | 000002575774 |  | ERP-MM-DC1 | 2011-12-17 | 20
CC03 | 2210-4-CC03-GMC12AP001 | 2000214517 | 21GMC12AP001 | 210GMC12AP001 | BLOWDOWN RECEIVER SUMP PUMP-B | RMM | GMPUMP | B | X | 202028366 | 1998-01-08 | 000002575777 |  | ERP-MM-DC1 | 2011-12-17 | 20
CC03 | 2210-4-CC03-GMC12AP001M01 | 2000214522 | 21GMC12AP001M01 | 210GMC12AP001M1 | BLOWDOWN RECEIVER SUMP PUMP-B MOTOR | RME | GEMOTR | B | X | 202028366 | 1998-01-08 | 000002575780 |  | ERP-MM-DC1 | 2011-12-17 | 20
CC03 | 2210-4-CC03-GMC12CP001 | 2000214527 | 21GMC12CP001 | 210GMC12PI01 | BD.REVR.SUMP PUMP-B DISCH.PRESS.INDICATR | RMI | GIIN-PR | C | X | 202028366 | 1998-01-08 | 000002575793 |  | ERP-MM-DC1 | 2011-12-17 | 20
CC03 | 2210-4-CC03-LBA00AA000 | 2000214532 | 21LBA00AA000 | 21LBA50A0000 | STEAM SYSTEM CONTROL VALVES - GROUP CODE | RMM | GMVLVE | C | X | 202028366 | 1998-01-08 | 000002575796 |  | ERP-MM-DC1 | 2011-12-17 | 20
CC03 | 2210-4-CC03-LBA19AA001 | 2000214537 | 21LBA19AA001 | 210LBA19PV01 | AUX.STM(DESUPHTG.WAT)LETDOWN LARGE VALVE | RMM | GMVL-BA | B | X | 202028366 | 1998-01-08 | 000002575799 |  | ERP-MM-DC1 | 2011-12-17 | 20
CC03 | 2210-4-CC03-LBA19AA002 | 2000214542 | 21LBA19AA002 | 210LBA19NIC02 | HP/AUX LET DOWN STEAM ISOLATION VALVE | RMM | GMVL-MO | B | X | 202028366 | 1998-01-08 | 000002575812 |  | ERP-MM-DC1 | 2011-12-17 | 20
CC03 | 2210-4-CC03-LBA19AA003 | 2000214547 | 21LBA19AA003 | 210LBA19PV03 | HP AUX.ST.LETDOWN SMALL DE-SUP.CONT.V/V | RMM | GMVL-BA | B | X | 202028366 | 1998-01-08 | 000002575815 |  | ERP-MM-DC1 | 2011-12-17 | 20
CC03 | 2210-4-CC03-LBA19AA101 | 2000214553 | 21LBA19AA101 | 210LBA19TV01 | HP STEAM CLEAN DRAIN ISOLATION VALVE | RMM | GMVL-MO | B | X | 202028366 | 1998-01-08 | 000002575818 |  | ERP-MM-DC1 | 2011-12-17 | 20
CC03 | 2210-4-CC03-LBA19CT001 | 2000214558 | 21LBA19CT001 | 210LBA19TE01 | HP STEAM CLEAN DRAIN TEMPERATURE ELEMENT | RMI | GIEL-TE | B | X | 202028366 | 1998-01-08 | 000002575821 |  | ERP-MM-DC1 | 2011-12-17 | 20
CC03 | 2210-4-CC03-LBA20AA101 | 2000214564 | 21LBA20AA101 | 21LBF22TV01 | HP STEAM MAIN HEADER DRAIN VALVE (MOV) | RMM | GMVL-MO | B | X | 202028366 | 1998-01-08 | 000002575824 |  | ERP-MM-DC1 | 2011-12-17 | 20
CC03 | 2210-4-CC03-LBA20AA102 | 2000214570 | 21LBA20AA102 | 210LBA20TV02 | HP STEAM TO TURBINE DRAIN VALVE-1 | RMM | GMVL-MO | B | X | 202028366 | 1998-01-08 | 000002575827 |  | ERP-MM-DC1 | 2011-12-17 | 20
CC03 | 2210-4-CC03-LBA20AA103 | 2000214576 | 21LBA20AA103 | 210LBA20TV03 | HP STEAM TO TURBINE DRAIN VALVE-2 | RMM | GMVL-MO | B | X | 202028366 | 1998-01-08 | 000002575830 |  | ERP-MM-DC1 | 2011-12-17 | 20
CC03 | 2210-4-CC03-LBA20CP000 | 2000214582 | 21LBA20CP000 | 210LBA20PT | HP STEAM TO TURBINE PRSSURE TRANSMITTERS | RMI | GIXM-DP | C | X | 202028366 | 1998-01-08 | 000002575843 |  | ERP-MM-DC1 | 2011-12-17 | 20
CC03 | 2210-4-CC03-LBA20CT000 | 2000214588 | 21LBA20CT000 | 210LBA20TE | HP STEAM TO TURBINE TEMP.ELEMENTS | RMI | GIEL-TE | C | X | 202028366 | 1998-01-08 | 000002575846 |  | ERP-MM-DC1 | 2011-12-17 | 20
CC03 | 2210-4-CC03-LBA20CT001 | 2000214594 | 21LBA20CT001 | 210LBF22TE01 | HP STEAM MAIN HDR.DRAIN TEMP.ELEMENT | RMI | GIEL-TE | B | X | 202028366 | 1998-01-08 | 000002575849 |  | ERP-MM-DC1 | 2011-12-17 | 20
CC03 | 2210-4-CC03-LBA20CT007 | 2000214599 | 21LBA20CT007 | 210LBA20TT07 | HP STEAM TO TURBINE TEMP.TRANSMITTERS | RMI | GIEL-TE | C | X | 202028366 | 1998-01-08 | 000002575862 |  | ERP-MM-DC1 | 2011-12-17 | 20
CC03 | 2210-4-CC03-LBG19AA001 | 2000214605 | 21LBG19AA001 | 210LBG19PCV01 | EJECTOR MOTIVE STEAM PRESS.CONTROL VALVE | RMM | GMVL-BA | B | X | 202028366 | 1998-01-08 | 000002575865 |  | ERP-MM-DC1 | 2011-12-17 | 20
CC03 | 2210-4-CC03-LBG19BS001 | 2000214611 | 21LBG19BS001 | 210LBG19BS001 | AUXILIARY STEAM HEADER PSV SILENCER | RMM | GMSLNR | B | X | 202028366 | 1998-01-08 | 000002575868 |  | ERP-MM-DC1 | 2011-12-17 | 20
CC03 | 2210-4-CC03-LBG33 | 2000214617 | 21LBG33 | 210LBG33 | LOCAL INSTRUMENTS GROUPED | RMI | GIELMT | C | X | 202028366 | 1998-01-08 | 000002575881 |  | ERP-MM-DC1 | 2011-12-17 | 20
CC03 | 2210-4-CC03-LBG33AA103 | 2000214623 | 21LBG33AA103 | 210LBG33TV03 | AUX.STEAM HEADER DRAIN MOTORISED VALVE | RMM | GMVL-MO | B | X | 202028366 | 1998-01-08 | 000002575884 |  | ERP-MM-DC1 | 2011-12-17 | 20
CC03 | 2210-4-CC03-LBG33AA301 | 2000214629 | 21LBG33AA301 | 210LBG33PSV02 | AUX.STEAM HDR.PRESS.SAFETY RELIEF VALVE | RMM | GMVL-RE | B | X | 202028366 | 1998-01-08 | 000002575887 |  | ERP-MM-DC1 | 2011-12-17 | 20
CC03 | 2210-4-CC03-LBG33AA501 | 2000214635 | 21LBG33AA501 | 21LBG33AA501 | AUX.STEAM HEADER MANUAL DRAIN VALVE | RMM | GMVLVE | B | X | 202028366 | 1998-01-08 | 000002575890 |  | ERP-MM-DC1 | 2011-12-17 | 20
CC03 | 2210-4-CC03-LBG33CF001 | 2000214641 | 21LBG33CF001 | 210LBG33FT01 | AUXILIARY STEAM FLOW TRANSMITTER | RMI | GIXM-FC | B | X | 202028366 | 1998-01-08 | 000002575903 |  | ERP-MM-DC1 | 2011-12-17 | 20
CC03 | 2210-4-CC03-LBG33CP000 | 2000214647 | 21LBG33CP000 | 210LBG33PT | AUXILIARY STEAM HEADR.PRESS.TRANSMITTERS | RMI | GIXM-DP | B | X | 202028366 | 1998-01-08 | 000002575906 |  | ERP-MM-DC1 | 2011-12-17 | 20
CC03 | 2210-4-CC03-LBG33CP001 | 2000214653 | 21LBG33CP001 | 210LBG33PT01 | AUX.STEAM HDR.PRESSURE TRANSMITTER | RMI | GIXM-DP | B | X | 202028366 | 1998-01-08 | 000002575909 |  | ERP-MM-DC1 | 2011-12-17 | 20
CC03 | 2210-4-CC03-LBG33CP003 | 2000214659 | 21LBG33CP003 | 210LBG33PI03 | AUXILIARY STEAM HEADER PRESS.INDICATOR | RMI | GIIN-PR | B | X | 202028366 | 1998-01-08 | 000002575922 |  | ERP-MM-DC1 | 2011-12-17 | 20
CC03 | 2210-4-CC03-LBG33CP004 | 2000214665 | 21LBG33CP004 | 210LBG33PT04 | AUX.STEAM HDR.PRESSURE TRANSMITTER | RMI | GIXM-DP | B | X | 202028366 | 1998-01-08 | 000002575925 |  | ERP-MM-DC1 | 2011-12-17 | 20
CC03 | 2210-4-CC03-LBG33CT001 | 2000214671 | 21LBG33CT001 | 210LBG33TT01 | HP/AUX.LET DOWN O/L STEAM TEMP.TRANSMITR | RMI | GIEL-TE | B | X | 202028366 | 1998-01-08 | 000002575928 |  | ERP-MM-DC1 | 2011-12-17 | 20
CC03 | 2210-4-CC03-LBG33CT002 | 2000214677 | 21LBG33CT002 | 210LBG33TAHH02 | HP/AUX.STM.LET DOWN O/L STEAM TEMP.SWTCH | RMI | GISW-TE | B | X | 202028366 | 1998-01-08 | 000002575941 |  | ERP-MM-DC1 | 2011-12-17 | 20
CC03 | 2210-4-CC03-LBG33CT003 | 2000214683 | 21LBG33CT003 | 210LBG33TE03 | AUX.STM.DRN.TO CLEAN DRN.HDR.TEMP.ELMENT | RMI | GIEL-TE | B | X | 202028366 | 1998-01-08 | 000002575944 |  | ERP-MM-DC1 | 2011-12-17 | 20
CC03 | 2210-4-CC03-LBG33CT004 | 2000214689 | 21LBG33CT004 | 210LBG33TE04 | AUX.STEAM HDR.DRAIN TEMP.ELEMENT | RMI | GIEL-TE | B | X | 202028366 | 1998-01-08 | 000002575947 |  | ERP-MM-DC1 | 2011-12-17 | 20
CC03 | 2210-4-CC03-LBG33CT005 | 2000214695 | 21LBG33CT005 | 210LBG33TI05 | AUXILIARY STEAM HEADER TEMP.INDICATOR | RMI | GIIN-TE | B | X | 202028366 | 1998-01-08 | 000002575950 |  | ERP-MM-DC1 | 2011-12-17 | 20
CC03 | 2210-4-CC03-LCA01BR001 | 2000214701 | 21LCA01BR001 | 210LCA01BR001 | CONDENSATE PUMP EXPANSION JOINT | RMM | GMEXJT | C | X | 202028366 | 1998-01-08 | 000002575963 |  | ERP-MM-DC1 | 2011-12-17 | 20
CC03 | 2210-4-CC03-LCA02BR001 | 2000214707 | 21LCA02BR001 | 210LX02BR001 | CONDENSATE PUMP EXPANSION JOINT | RMM | GMEXJT | C | X | 202028366 | 1998-01-08 | 000002575966 |  | ERP-MM-DC1 | 2011-12-17 | 20
CC03 | 2210-4-CC03-LCA11 | 2000214713 | 21LCA11 | 210LCA11 | CEP SUCTN/DISCH.VALVE INSTRUMENTS -GROUP |  |  | C | X | 202028366 | 1998-01-08 | 000002575969 |  | ERP-MM-DC1 | 2011-12-17 | 20
CC03 | 2210-4-CC03-LCA11AA001 | 2000214719 | 21LCA11AA001 | 210LCA11HV01 | CONDENSATE PUMP-A SUCTION VALVE | RMM | GMVL-BA | B | X | 202028366 | 1998-01-08 | 000002575982 |  | ERP-MM-DC1 | 2011-12-17 | 20
CC03 | 2210-4-CC03-LCA11AA002 | 2000214725 | 21LCA11AA002 | 210LCA11HV02 | CONDENSATE PUMP-B SUCTION VALVE | RMM | GMVL-BA | B | X | 202028366 | 1998-01-08 | 000002575985 |  | ERP-MM-DC1 | 2011-12-17 | 20
CC03 | 2210-4-CC03-LCA11AA103 | 2000214731 | 21LCA11AA103 | 210LCA11HV03 | COND PUMP-A DISCHARGE VALVE | RMM | GMVL-MO | B | X | 202028366 | 1998-01-08 | 000002575988 |  | ERP-MM-DC1 | 2011-12-17 | 20
CC03 | 2210-4-CC03-LCA11AA104 | 2000214737 | 21LCA11AA104 | 210LCA11HV04 | COND PUMP-A DISCHARGE V/V BYPASS VALVE | RMM | GMVL-MO | B | X | 202028366 | 1998-01-08 | 000002576001 |  | ERP-MM-DC1 | 2011-12-17 | 20
CC03 | 2210-4-CC03-LCA11AA105 | 2000214743 | 21LCA11AA105 | 210LCA11HV05 | COND.PUMP-B DISCHARGE VALVE | RMM | GMVL-MO | B | X | 202028366 | 1998-01-08 | 000002576004 |  | ERP-MM-DC1 | 2011-12-17 | 20
CC03 | 2210-4-CC03-LCA11AA106 | 2000214749 | 21LCA11AA106 | 210LCA11HV06 | COND.PUMP-B DISCHARGE V/V BYPASS VALVE | RMM | GMVL-MO | B | X | 202028366 | 1998-01-08 | 000002576007 |  | ERP-MM-DC1 | 2011-12-17 | 20
CC03 | 2210-4-CC03-LCA11AT001 | 2000214755 | 21LCA11AT001 | 210LCA11AT001 | CONDENSATE PUMNP-A SUCTION TEE STRAINER | RMM | GMSTRN | C | X | 202028366 | 1998-01-08 | 000002576010 |  | ERP-MM-DC1 | 2011-12-17 | 20
CC03 | 2210-4-CC03-LCA11AT002 | 2000214761 | 21LCA11AT002 | 210LCA11AT002 | CONDENSATE PUMP-B SUCTION TEE STRAINER | RMM | GMSTRN | C | X | 202028366 | 1998-01-08 | 000002576023 |  | ERP-MM-DC1 | 2011-12-17 | 20
CC03 | 2210-4-CC03-LCA11BR001 | 2000214767 | 21LCA11BR001 | 210LCA11BR001 | COND.PUMP SUCTION/DISCHARGE PIPING | RMM | GMPIPE | C | X | 202028366 | 1998-01-08 | 000002576026 |  | ERP-MM-DC1 | 2011-12-17 | 20
CC03 | 2210-4-CC03-LCA11CF001 | 2000214773 | 21LCA11CF001 | 210LCA11FT01 | COND.PUMPS DISCHARGE FLOW TRANSMITTER | RMI | GIXM-FC | C | X | 202028366 | 1998-01-08 | 000002576029 |  | ERP-MM-DC1 | 2011-12-17 | 20
CC03 | 2210-4-CC03-LCA11CP001 | 2000214779 | 21LCA11CP001 | 210LCA11PDI01 | CONDENSATE PUMP-A SUCTION STR.DP.INDICTR | RMI | GIIN-PR | C | X | 202028366 | 1998-01-08 | 000002576042 |  | ERP-MM-DC1 | 2011-12-17 | 20
CC03 | 2210-4-CC03-LCA11CP002 | 2000214784 | 21LCA11CP002 | 210LCA11PI02 | CONDENSATE PUMP-A SUCTION PRESS.INDICATR | RMI | GIIN-PR | C | X | 202028366 | 1998-01-08 | 000002576045 |  | ERP-MM-DC1 | 2011-12-17 | 20
CC03 | 2210-4-CC03-LCA11CP003 | 2000214790 | 21LCA11CP003 | 210LCA11PI03 | COND PUMP-A DISCHARGE PRESS.INDICATOR | RMI | GIIN-PR | C | X | 202028366 | 1998-01-08 | 000002576048 |  | ERP-MM-DC1 | 2011-12-17 | 20
CC03 | 2210-4-CC03-LCA11CP004 | 2000214796 | 21LCA11CP004 | 210LCA11PDI04 | CONDENSATE PUMP-B SUCTION STR.DP.INDCATR | RMI | GIIN-PR | C | X | 202028366 | 1998-01-08 | 000002576061 |  | ERP-MM-DC1 | 2011-12-17 | 20
CC03 | 2210-4-CC03-LCA11CP005 | 2000214802 | 21LCA11CP005 | 210LCA11PI05 | CONDENSATE PUMP-B SUCTION PRESS.INDICATR | RMI | GIIN-PR | C | X | 202028366 | 1998-01-08 | 000002576064 |  | ERP-MM-DC1 | 2011-12-17 | 20
CC03 | 2210-4-CC03-LCA11CP006 | 2000214808 | 21LCA11CP006 | 210LCA11PI06 | COND.PUMP-B DISCHARGE PRESS INDICATOR | RMI | GIIN-PR | C | X | 202028366 | 1998-01-08 | 000002576067 |  | ERP-MM-DC1 | 2011-12-17 | 20
CC03 | 2210-4-CC03-LCA11CP011 | 2000214814 | 21LCA11CP011 | 210LCA11PSL11 | COND.PUMPS DISCHARGE PRESS.SWITCH | RMI | GISW-CN | C | X | 202028366 | 1998-01-08 | 000002576070 |  | ERP-DLGN-EAA | 2013-03-05 | 20
CC03 | 2210-4-CC03-LCA12AA301 | 2000214820 | 21LCA12AA301 | 210LCA12PSV01 | INTER-CONDNSR.CONDNSAT.SAFETY RELF.VALVE | RMM | GMVL-RE | C | X | 202028366 | 1998-01-08 | 000002576083 |  | ERP-MM-DC1 | 2011-12-17 | 20
CC03 | 2210-4-CC03-LCA12AA304 | 2000214827 | 21LCA12AA304 | 210LCA12PSV04 | ITNER-CONDNSR.CONDNSAT.SAFETY RELF.VALVE | RMM | GMVL-RE | C | X | 202028366 | 1998-01-08 | 000002576087 |  | ERP-MM-DC1 | 2011-12-17 | 20
CC03 | 2210-4-CC03-LCA12AA701 | 2000214833 | 21LCA12AA701 | 210LCA12AA701 | CONDENSER CONDENSATE INLET ISOL.VALVE | RMM | GMVLVE | B | X | 202028366 | 1998-01-08 | 000002576090 |  | ERP-MM-DC1 | 2011-12-17 | 20
CC03 | 2210-4-CC03-LCA12AA702 | 2000214841 | 21LCA12AA702 | 210LCA12AA702 | CONDENSER CONDENSATE BYPASS VALVE | RMM | GMVLVE | B | X | 202028366 | 1998-01-08 | 000002576105 |  | ERP-MM-DC1 | 2011-12-17 | 20
CC03 | 2210-4-CC03-LCA12BR001 | 2000214848 | 21LCA12BR001 | 210LCA12BR001 | CONDENSATE PIPING TO GLAND ST.CONDENSER | RMM | GMPIPE | B | X | 202028366 | 1998-01-08 | 000002576109 |  | ERP-MM-DC1 | 2011-12-17 | 20
CC03 | 2210-4-CC03-LCA12CP002 | 2000214855 | 21LCA12CP002 | 210LCA12PT02 | COND.TO CONDENSER PRESS.TRANSMITTER | RMI | GIXM-DP | C | X | 202028366 | 1998-01-08 | 000002576123 |  | ERP-MM-DC1 | 2011-12-17 | 20
CC03 | 2210-4-CC03-LCA12CP003 | 2000214862 | 21LCA12CP003 | 210LCA12PI03 | CONDENSATE TO CONDENSER PRESS INDICATOR | RMI | GIIN-PR | C | X | 202028366 | 1998-01-08 | 000002576127 |  | ERP-MM-DC1 | 2011-12-17 | 20
CC03 | 2210-4-CC03-LCA12CP004 | 2000214869 | 21LCA12CP004 | 210LCA12PI04 | CONDENSATE TO DISTRBN.HDR PRESS.INDICATR | RMI | GIIN-PR | C | X | 202028366 | 1998-01-08 | 000002576131 |  | ERP-MM-DC1 | 2011-12-17 | 20
CC03 | 2210-4-CC03-LCA12CT001 | 2000214876 | 21LCA12CT001 | 210LCA11TI01 | CONDENSATE TO CONDENSER TEMP INDICATOR | RMI | GIIN-TE | C | X | 202028366 | 1998-01-08 | 000002576135 |  | ERP-MM-DC1 | 2011-12-17 | 20
CC03 | 2210-4-CC03-LCA12CT002 | 2000214883 | 21LCA12CT002 | 210LCA12TE02 | CONDENSATE TO CONDENSER TEMP. ELEMENT | RMI | GIEL-TE | C | X | 202028366 | 1998-01-08 | 000002576139 |  | ERP-MM-DC1 | 2011-12-17 | 20
CC03 | 2210-4-CC03-LCA14AA001 | 2000214890 | 21LCA14AA001 | 210LCA14LIK01 | COND. TO STOR.TANK LEVEL CONTROL VALVE | RMM | GMVL-BA | B | X | 202028366 | 1998-01-08 | 000002576153 |  | ERP-MM-DC1 | 2011-12-17 | 20
CC03 | 2210-4-CC03-LCA14AA002 | 2000214897 | 21LCA14AA002 | 210LCA14FV02 | COND.RECIRC.TO CNDNSR.FLOW CONTROL VALVE | RMM | GMVL-BA | B | X | 202028366 | 1998-01-08 | 000002576157 |  | ERP-MM-DC1 | 2011-12-17 | 20
CC03 | 2210-4-CC03-LCA14AA104 | 2000214904 | 21LCA14AA104 | 210LCA14TV04 | STEAM PACKIGN DRAIN VALVE | RMM | GMVL-MO | B | X | 202028366 | 1998-01-08 | 000002576171 |  | ERP-MM-DC1 | 2011-12-17 | 20
CC03 | 2210-4-CC03-LCA14AA301 | 2000214911 | 21LCA14AA301 | 210LCA14PSV01 | CONDENSATE TO DISTRIBN.HDR.SAFETY VALVE | RMM | GMVL-RE | C | X | 202028366 | 1998-01-08 | 000002576175 |  | ERP-MM-DC1 | 2011-12-17 | 20
CC03 | 2210-4-CC03-LCA14AA701 | 2000214918 | 21LCA14AA701 | 210LCA14AA701 | CONDENSER CONDENSATE OUTLET ISOL.VALVE | RMM | GMVLVE | B | X | 202028366 | 1998-01-08 | 000002576179 |  | ERP-MM-DC1 | 2011-12-17 | 20
CC03 | 2210-4-CC03-LCA14BR001 | 2000214925 | 21LCA14BR001 | 210LCA14BR001 | CONDENSATE PIPING TO DISTRIBN.HEADER | RMM | GMPIPE | C | X | 202028366 | 1998-01-08 | 000002576193 |  | ERP-MM-DC1 | 2011-12-17 | 20
CC03 | 2210-4-CC03-LCA14CP002 | 2000214932 | 21LCA14CP002 | 210LCA14PI02 | RECIRC.STEAM TO CONDENSR.PRESS.INDICATOR | RMI | GIIN-PR | C | X | 202028366 | 1998-01-08 | 000002576197 |  | ERP-MM-DC1 | 2011-12-17 | 20
CC03 | 2210-4-CC03-LCA14CP003 | 2000214939 | 21LCA14CP003 | 210LCA14PT03 | CONDENSATE TO DISTRBN.HDR.PR.TRANSMITER | RMI | GIXM-DP | C | X | 202028366 | 1998-01-08 | 000002576201 |  | ERP-MM-DC1 | 2011-12-17 | 20
CC03 | 2210-4-CC03-LCA14CP004 | 2000214946 | 21LCA14CP004 | 210LCA14PI04 | CONDENSATE TO DISTBN.HDR.PRESS.INDICATOR | RMI | GIIN-PR | C | X | 202028366 | 1998-01-08 | 000002576205 |  | ERP-MM-DC1 | 2011-12-17 | 20
CC03 | 2210-4-CC03-LCA14CT00 | 2000214953 | 21LCA14CT00 | 210LCA14TI01 | RECIRC.STEAM TO CONDENSR.TEMP.INDICATOR | RMI | GIIN-TE | C | X | 202028366 | 1998-01-08 | 000002576209 |  | ERP-MM-DC1 | 2011-12-17 | 20
CC03 | 2210-4-CC03-LCA14CT002 | 2000214960 | 21LCA14CT002 | 210LCA14TI02 | CONDENSATE TO DISTBN.HDR.TEMP.INDICATOR | RMI | GIIN-TE | C | X | 202028366 | 1998-01-08 | 000002576223 |  | ERP-MM-DC1 | 2011-12-17 | 20
CC03 | 2210-4-CC03-LCA14CT003 | 2000214967 | 21LCA14CT003 | 210LCA14TE03 | CONDENSATE TO DISTRIBN.HDR.TEMP ELEMENT | RMI | GIEL-TE | C | X | 202028366 | 1998-01-08 | 000002576227 |  | ERP-MM-DC1 | 2011-12-17 | 20
CC03 | 2210-4-CC03-LCA20AA001 | 2000214974 | 21LCA20AA001 | 210LCA20LV01 | CCCW EXP.TNK.CONDNSATE I\L LEVL.CONT.V/V | RMM | GMVL-BA | B | X | 202028366 | 1998-01-08 | 000002576241 |  | ERP-MM-DC1 | 2011-12-17 | 20
CC03 | 2210-4-CC03-LCA33AA101 | 2000214981 | 21LCA33AA101 | 21LCA33TV01 | STEAM TURBINE DRAIN VALVE | RMM | GMVL-MO | B | X | 202028366 | 1998-01-08 | 000002576245 |  | ERP-MM-DC1 | 2011-12-17 | 20
CC03 | 2210-4-CC03-LCB11AP001 | 2000214988 | 21LCB11AP001 | 210LCB11AP001 | CONDESNATE EXTRACTION PUMP-A | RMM | GMPUMP | B | X | 202028366 | 1998-01-08 | 000002576249 |  | ERP-MM-DC1 | 2011-12-17 | 20
CC03 | 2210-4-CC03-LCB11AP001M01 | 2000214996 | 21LCB11AP001M01 | 210LCB11AP001M1 | CONDENSATE EXTRACTION PUMP-A MOTOR | RME | GEMOTR | B | X | 202028366 | 1998-01-08 | 000002576264 |  | ERP-MM-DC1 | 2011-12-17 | 20
CC03 | 2210-4-CC03-LCB12AP001 | 2000215003 | 21LCB12AP001 | 210LCB12AP001 | CONDENSATE EXTRACTION PUMP-B | RMM | GMPUMP | B | X | 202028366 | 1998-01-08 | 000002576268 |  | ERP-MM-DC1 | 2011-12-17 | 20
CC03 | 2210-4-CC03-LCB12AP001M01 | 2000215010 | 21LCB12AP001M01 | 210LCB12AP001M1 | CONDENSATE EXTRACTION PUMP-B MOTOR | RME | GEMOTR | B | X | 202028366 | 1998-01-08 | 000002576272 |  | ERP-MM-DC1 | 2011-12-17 | 20
CC03 | 2210-4-CC03-LCE17AA001 | 2000215016 | 21LCE17AA001 | 210LCE17TIK01 | COND.RECEIVER TANK SPRAY CONTROL VLAVE | RMM | GMVL-BA | B | X | 202028366 | 1998-01-08 | 000002576276 |  | ERP-MM-DC1 | 2011-12-17 | 20
CC03 | 2210-4-CC03-LCE17AT001 | 2000215023 | 21LCE17AT001 | 210LCE17AT001 | COND.RECVR.TNK.SPRAY C.V. I/L Y-STRAINER | RMM | GMSTRN | C | X | 202028366 | 1998-01-08 | 000002576280 |  | ERP-MM-DC1 | 2011-12-17 | 20
CC03 | 2210-4-CC03-LCE20AA001 | 2000215030 | 21LCE20AA001 | 210LCE20PV01 | DESUPERHEATING WATER PRESS.CONTROL VALVE | RMM | GMVL-BA | B | X | 202028366 | 1998-01-08 | 000002576294 |  | ERP-MM-DC1 | 2011-12-17 | 20
CC03 | 2210-4-CC03-LCE20AA002 | 2000215037 | 21LCE20AA002 | 210LCE20TV02 | DESUPER HEATG.WATER TEMP.CONTROL VALVE-1 | RMM | GMVL-BA | B | X | 202028366 | 1998-01-08 | 000002576298 |  | ERP-MM-DC1 | 2011-12-17 | 20
CC03 | 2210-4-CC03-LCE20AA003 | 2000215044 | 21LCE20AA003 | 210LCE20TV03 | DESUPER HEATG.WATER TEMP.CONTROL VALVE-2 | RMM | GMVL-BA | B | X | 202028366 | 1998-01-08 | 000002576312 |  | ERP-MM-DC1 | 2011-12-17 | 20
CC03 | 2210-4-CC03-LCE20AA101 | 2000215052 | 21LCE20AA101 | 210LCE20TV01 | AUX.STEAM LET DOWN DESUP.WATR.ISOL.VALVE | RMM | GMVL-MO | B | X | 202028366 | 1998-01-08 | 000002576316 |  | ERP-MM-DC1 | 2011-12-17 | 20
CC03 | 2210-4-CC03-LCE21 | 2000215059 | 21LCE21 | 210LCE21 | HP BY-PASS SPRAY VALVES - GROUP CODE |  |  | B | X | 202028366 | 1998-01-08 | 000002576320 |  | ERP-MM-DC1 | 2011-12-17 | 20
CC03 | 2210-4-CC03-LCE21AA001 | 2000215066 | 21LCE21AA001 | 210LCE21TV01 | SPRAY WATER STOP VALVE | RMM | GMVL-BA | B | X | 202028366 | 1998-01-08 | 000002576334 |  | ERP-MM-DC1 | 2011-12-17 | 20
CC03 | 2210-4-CC03-LCE21AA002A | 2000215073 | 21LCE21AA002A | 210LCE21TV02A | SPRAY WATER TRIM VALVE £1 | RMM | GMVL-BA | B | X | 202028366 | 1998-01-08 | 000002576338 |  | ERP-MM-DC1 | 2011-12-17 | 20
CC03 | 2210-4-CC03-LCE21AA002B | 2000215080 | 21LCE21AA002B | 210LCE21TV02B | SPRAY WATER TRIM VALVE £2 | RMM | GMVL-BA | B | X | 202028366 | 1998-01-08 | 000002576342 |  | ERP-MM-DC1 | 2011-12-17 | 20
CC03 | 2210-4-CC03-LCE21AA003 | 2000215087 | 21LCE21AA003 | 210LCE21TV03 | COND.TO EXHAUST HOOD TEMP.CONTROL VALVE | RMM | GMVL-BA | B | X | 202028366 | 1998-01-08 | 000002576346 |  | ERP-MM-DC1 | 2011-12-17 | 20
CC03 | 2210-4-CC03-LCE21AT001 | 2000215094 | 21LCE21AT001 | 210LCE21AT001 | SPRAY WATER LINE Y-TYPE STRAINER | RMM | GMSTRN | B | X | 202028366 | 1998-01-08 | 000002576350 |  | ERP-MM-DC1 | 2011-12-17 | 20
CC03 | 2210-4-CC03-LCE21CF001 | 2000215101 | 21LCE21CF001 | 210LCE21FT01 | SPRAY WATER FLOW TRANSMITTER | RMI | GIXM-FC | C | X | 202028366 | 1998-01-08 | 000002576364 |  | ERP-MM-DC1 | 2011-12-17 | 20
CC03 | 2210-4-CC03-LCE21CP002 | 2000215108 | 21LCE21CP002 | 210LCE21PT02 | COND.TO EXHAUST HOOD PRESS.TRANSMITTER | RMI | GIXM-DP | C | X | 202028366 | 1998-01-08 | 000002576368 |  | ERP-MM-DC1 | 2011-12-17 | 20
CC03 | 2210-4-CC03-LCE21CP003 | 2000215115 | 21LCE21CP003 | 210LCE21PS03 | COND.TO EXHAUST HOOD PRESS SWITCH | RMI | GISW-CN | C | X | 202028366 | 1998-01-08 | 000002576382 |  | ERP-DLGN-EAA | 2013-03-05 | 20
CC03 | 2210-4-CC03-LCE21CP004 | 2000215122 | 21LCE21CP004 | 210LCE21PI04 | COND.TO EXHAUST HOOD PRESS INDICATOR | RMI | GIIN-PR | B | X | 202028366 | 1998-01-08 | 000002576386 |  | ERP-MM-DC1 | 2011-12-17 | 20
CC03 | 2210-4-CC03-LCE21CP005 | 2000215129 | 21LCE21CP005 | 210LCE21PDI05 | SPRAY WATER STRAINER PRESS.DIFF.INDICATR | RMI | GIIN-PR | B | X | 202028366 | 1998-01-08 | 000002576390 |  | ERP-MM-DC1 | 2011-12-17 | 20
CC03 | 2210-4-CC03-LCE36CP001 | 2000215136 | 21LCE36CP001 | 210LCE36PI01 | DESUPER EHATG.WATER PRESSURE INDICATOR | RMI | GIIN-PR | B | X | 202028366 | 1998-01-08 | 000002576404 |  | ERP-MM-DC1 | 2011-12-17 | 20
CC03 | 2210-4-CC03-LCE37CP001 | 2000215143 | 21LCE37CP001 | 210LCE37PI01 | DESUPER HEATG.WATER PRESSURE INDICATOR | RMI | GIIN-PR | B | X | 202028366 | 1998-01-08 | 000002576408 |  | ERP-MM-DC1 | 2011-12-17 | 20
CC03 | 2210-4-CC03-LCM10BB001 | 2000215150 | 21LCM10BB001 | 210LCM10BB001 | CONDENSATE RECEIVER TANK | RMM | GMTANK | B | X | 202028366 | 1998-01-08 | 000002576412 |  | ERP-MM-DC1 | 2011-12-17 | 20
CC03 | 2210-4-CC03-LCM10BR001 | 2000215157 | 21LCM10BR001 | 210LCM10BR001 | HP CLEAN DRAIN HEADER TO COND.RCVR.TANK | RMM | GMPIPE | B | X | 202028366 | 1998-01-08 | 000002576416 |  | ERP-MM-DC1 | 2011-12-17 | 20
CC03 | 2210-4-CC03-LCM10BR002 | 2000215164 | 21LCM10BR002 | 210LCM10BR002 | LP CLEAN DRAIN HEADER TO COND.RCVR.TANK | RMM | GMPIPE | B | X | 202028366 | 1998-01-08 | 000002576420 |  | ERP-MM-DC1 | 2011-12-17 | 20
CC03 | 2210-4-CC03-LCM10BS001 | 2000215171 | 21LCM10BS001 | 210LCM10BS001 | CONDENSATE RECEIVER VENT SILENCER | RMM | GMSLNR | B | X | 202028366 | 1998-01-08 | 000002576434 |  | ERP-MM-DC1 | 2011-12-17 | 20
CC03 | 2210-4-CC03-LCM10CL001 | 2000215179 | 21LCM10CL001 | 210LCM10LT01 | CONDENSATE RECEIVER TANK LEVEL TRANSMITR | RMI | GIXM-LC | C | X | 202028366 | 1998-01-08 | 000002576438 |  | ERP-MM-DC1 | 2011-12-17 | 20
CC03 | 2210-4-CC03-LCM10CL002 | 2000215187 | 21LCM10CL002 | 210LCM10LG02 | CONDENSATE RECEIVER LEVEL GAUGE | RMI | GIIN-LV | B | X | 202028366 | 1998-01-08 | 000002576452 |  | ERP-MM-DC1 | 2011-12-17 | 20
CC03 | 2210-4-CC03-LCM10CL003 | 2000215195 | 21LCM10CL003 | 210LCM10LSHH | CONDENSATE RECEIVER LEVEL SWITCH | RMI | GISW-LV | B | X | 202028366 | 1998-01-08 | 000002576456 |  | ERP-MM-DC1 | 2011-12-17 | 20
CC03 | 2210-4-CC03-LCM10CP001 | 2000215203 | 21LCM10CP001 | 210LCM10PI01 | CONDENSATE RECEIVER PRESSURE INDICATOR | RMI | GIIN-PR | B | X | 202028366 | 1998-01-08 | 000002576460 |  | ERP-MM-DC1 | 2011-12-17 | 20
CC03 | 2210-4-CC03-LCM15CT001 | 2000215211 | 21LCM15CT001 | 210LCM15TE01 | COND.RECVR.TANK VENT TEMPERATURE ELEMENT | RMI | GIEL-TE | C | X | 202028366 | 1998-01-08 | 000002576474 |  | ERP-MM-DC1 | 2011-12-17 | 20
CC03 | 2210-4-CC03-LCM20AA101 | 2000215219 | 21LCM20AA101 | 21LCM20TV01 | MAIN STEAM ST/CV AFTER SEAT DRAIN VALVE | RMM | GMVL-MO | B | X | 202028366 | 1998-01-08 | 000002576478 |  | ERP-MM-DC1 | 2011-12-17 | 20
CC03 | 2210-4-CC03-LCM22AA001 | 2000215229 | 21LCM22AA001 | 210LCM22LIK01 | RECOVRD.COND.CONT.V/V FROM COND.RCVR.TNK | RMM | GMVL-BA | B | X | 202028366 | 1998-01-08 | 000002576494 |  | ERP-MM-DC1 | 2011-12-17 | 20
CC03 | 2210-4-CC03-LCM22AA101 | 2000215237 | 21LCM22AA101 | 21LCM22TV01 | MAIN STEAM ST/CV AFTER SEAT DRAIN VALVE | RMM | GMVL-MO | B | X | 202028366 | 1998-01-08 | 000002576498 |  | ERP-MM-DC1 | 2011-12-17 | 20
CC03 | 2210-4-CC03-LCM22AC001 | 2000215245 | 21LCM22AC001 | 210LCM22AC001 | RECOVRD.COND FROM RECVR.TNK SAMPLE COOLR | RMM | GMCOLR | B | X | 202028366 | 1998-01-08 | 000002576512 |  | ERP-MM-DC1 | 2011-12-17 | 20
CC03 | 2210-4-CC03-LCM22AT001 | 2000215253 | 21LCM22AT001 | 210LCM22AT001 | RECOVRD.COND FROM RECR.TNK.Y-STRAINER | RMM | GMSTRN | B | X | 202028366 | 1998-01-08 | 000002576516 |  | ERP-MM-DC1 | 2011-12-17 | 20
CC03 | 2210-4-CC03-LCM22CT002 | 2000215261 | 21LCM22CT002 | 210LCM22TE02 | RECOVRD.COND FROM RECR.TNK.TEMP.ELEMENT | RMI | GIEL-TE | B | X | 202028366 | 1998-01-08 | 000002576520 |  | ERP-MM-DC1 | 2011-12-17 | 20
CC03 | 2210-4-CC03-LCM31AA101 | 2000215269 | 21LCM31AA101 | 21LCM31TV01 | MAIN STEAM ST/CV BEFORE SEAT DRAIN VALVE | RMM | GMVL-MO | B | X | 202028366 | 1998-01-08 | 000002576534 |  | ERP-MM-DC1 | 2011-12-17 | 20
CC03 | 2210-4-CC03-LCM31AA102 | 2000215277 | 21LCM31AA102 | 21LCM31TV02 | MAIN STEAM ST/CV BEFORE SEAT DRAIN VALVE | RMM | GMVL-MO | B | X | 202028366 | 1998-01-08 | 000002576538 |  | ERP-MM-DC1 | 2011-12-17 | 20
CC03 | 2210-4-CC03-LCM37AA001 | 2000215285 | 21LCM37AA001 | 210LCM37LV01 | SERVICE WAT.TO COND.RCVR.TNK CONTROL V/V | RMM | GMVL-BA | B | X | 202028366 | 1998-01-08 | 000002576552 |  | ERP-MM-DC1 | 2011-12-17 | 20
CC03 | 2210-4-CC03-LCP00AA | 2000215293 | 21LCP00AA | 210LCP00LV | CONTROL VALVES - GROUPED | RMM | GMVL-BA | C | X | 202028366 | 1998-01-08 | 000002576556 |  | ERP-MM-DC1 | 2011-12-17 | 20
CC03 | 2210-4-CC03-LCP01BB001 | 2000215301 | 21LCP01BB001 | 210LCP01BB001 | CONDENSATE STORAGE TANK | RMM | GMTANK | B | X | 202028366 | 1998-01-08 | 000002576560 |  | ERP-MM-DC1 | 2011-12-17 | 20
CC03 | 2210-4-CC03-LCP01CL002 | 2000215309 | 21LCP01CL002 | 210LCP01LS | COND.STORAGE TANK LEVEL SWITCH | RMI | GISW-LV | C | X | 202028366 | 1998-01-08 | 000002576574 |  | ERP-MM-DC1 | 2011-12-17 | 20
CC03 | 2210-4-CC03-LCP01CL004 | 2000215317 | 21LCP01CL004 | 210LCP01LIT04 | COND.STORAGE TANK LEVEL INDIC.TRANSMITER | RMI | GIXM-LC | C | X | 202028366 | 1998-01-08 | 000002576578 |  | ERP-MM-DC1 | 2011-12-17 | 20
CC03 | 2210-4-CC03-LCP01CT001 | 2000215325 | 21LCP01CT001 | 210LCP01TI01 | COND.STOR.TANK TEMPERATURE INDICATOR | RMI | GIIN-TE | C | X | 202028366 | 1998-01-08 | 000002576592 |  | ERP-MM-DC1 | 2011-12-17 | 20
CC03 | 2210-4-CC03-LCP10 | 2000215333 | 21LCP10 | 210LCP10 | CONDENSATE STORAGE & TRANSFER SYSTEM. |  |  | B | X | 202028366 | 1998-01-08 | 000002576596 |  | ERP-MM-DC1 | 2011-12-17 | 20
CC03 | 2210-4-CC03-LCP10AA001 | 2000215341 | 21LCP10AA001 | 210LCP10LV01 | MAKE UP COND.TO STM.CNDNSR.CONTROL VALVE | RMM | GMVL-BA | B | X | 202028366 | 1998-01-08 | 000002576600 |  | ERP-MM-DC1 | 2011-12-17 | 20
CC03 | 2210-4-CC03-LCP10AA701 | 2000215349 | 21LCP10AA701 | 210LCP10HV01 | CONDENSATE MAKE-UP PUMP-A SUCTION VALVE | RMM | GMVLVE | B | X | 202028366 | 1998-01-08 | 000002576614 |  | ERP-MM-DC1 | 2011-12-17 | 20
CC03 | 2210-4-CC03-LCP10AA702 | 2000215357 | 21LCP10AA702 | 210LCP10HV02 | CONDENSATE MAKE-UP PUMP-B SUCTION VALVE | RMM | GMVLVE | B | X | 202028366 | 1998-01-08 | 000002576618 |  | ERP-MM-DC1 | 2011-12-17 | 20
CC03 | 2210-4-CC03-LCP10AA703 | 2000215365 | 21LCP10AA703 | 210LCP10HV03 | CONDENSATE MAKE-UP PUMP-A DISCH.VALVE | RMM | GMVLVE | B | X | 202028366 | 1998-01-08 | 000002576632 |  | ERP-MM-DC1 | 2011-12-17 | 20
CC03 | 2210-4-CC03-LCP10AA704 | 2000215373 | 21LCP10AA704 | 210LCP10HV04 | CONDENSATE MAKE-UP PUMP-B DISCH.VALVE | RMM | GMVLVE | B | X | 202028366 | 1998-01-08 | 000002576636 |  | ERP-MM-DC1 | 2011-12-17 | 20
CC03 | 2210-4-CC03-LCP10AT001 | 2000215381 | 21LCP10AT001 | 210LCP10AT001 | CONDENSATE MAKE-UP PUMP-A SUCT.STRAINER | RMM | GMSTRN | C | X | 202028366 | 1998-01-08 | 000002576640 |  | ERP-MM-DC1 | 2011-12-17 | 20
CC03 | 2210-4-CC03-LCP10AT002 | 2000215389 | 21LCP10AT002 | 210LCP10AT002 | CONDENSATE MAKE-UP PUMP-B SUCT.STRAINER | RMM | GMSTRN | C | X | 202028366 | 1998-01-08 | 000002576654 |  | ERP-MM-DC1 | 2011-12-17 | 20
CC03 | 2210-4-CC03-LCP10BR001 | 2000215397 | 21LCP10BR001 | 210LCP10BR001 | COND.MAKE-UP PUMPS SUCT/DISCH.PIPING | RMM | GMPIPE | C | X | 202028366 | 1998-01-08 | 000002576658 |  | ERP-MM-DC1 | 2011-12-17 | 20
CC03 | 2210-4-CC03-LCP10CF001 | 2000215405 | 21LCP10CF001 | 210LCP10FT/FE01 | COND.MAKE-UP PUMPS DISCH.FLOW TRNSMTR/EL | RMI | GIXM-FC | C | X | 202028366 | 1998-01-08 | 000002576672 |  | ERP-MM-DC1 | 2011-12-17 | 20
CC03 | 2210-4-CC03-LCP10CP001 | 2000215413 | 21LCP10CP001 | 210LCP10PI01 | COND.MAKE-UP PUMP-A SUCTION PR.INDICATR | RMI | GIIN-PR | C | X | 202028366 | 1998-01-08 | 000002576676 |  | ERP-MM-DC1 | 2011-12-17 | 20
CC03 | 2210-4-CC03-LCP10CP002 | 2000215421 | 21LCP10CP002 | 210LCP10PI02 | COND.MAKE-UP PUMP-A DISCH.PR.INDICATOR | RMI | GIIN-PR | C | X | 202028366 | 1998-01-08 | 000002576680 |  | ERP-MM-DC1 | 2011-12-17 | 20
CC03 | 2210-4-CC03-LCP10CP003 | 2000215429 | 21LCP10CP003 | 210LCP10PI03 | COND.MAKE-UP PUMP-B SUCTION PR.INDICATR | RMI | GIIN-PR | C | X | 202028366 | 1998-01-08 | 000002576694 |  | ERP-MM-DC1 | 2011-12-17 | 20
CC03 | 2210-4-CC03-LCP10CP004 | 2000215437 | 21LCP10CP004 | 210LCP10PI04 | COND.MAKE-UP PUMP-B DISCH.PR.INDICATOR | RMI | GIIN-PR | C | X | 202028366 | 1998-01-08 | 000002576698 |  | ERP-MM-DC1 | 2011-12-17 | 20
CC03 | 2210-4-CC03-LCP10CP005 | 2000215445 | 21LCP10CP005 | 210LCP10PSL05 | COND.MAKE-UP DISCH.PR.SWITCH | RMI | GISW-CN | C | X | 202028366 | 1998-01-08 | 000002576712 |  | ERP-DLGN-EAA | 2013-03-05 | 20
CC03 | 2210-4-CC03-LCP10CP007 | 2000215453 | 21LCP10CP007 | 210LCP10PDI07 | COND.MAKE-UP PUMP-A SUCT.STR.DP.INDICATR | RMI | GIIN-PR | C | X | 202028366 | 1998-01-08 | 000002576716 |  | ERP-MM-DC1 | 2011-12-17 | 20
CC03 | 2210-4-CC03-LCP10CP008 | 2000215461 | 21LCP10CP008 | 210LCP10PDI08 | COND.MAKE-UP PUMP-B SUCT.STR.DP.INDICATR | RMI | GIIN-PR | C | X | 202028366 | 1998-01-08 | 000002576720 |  | ERP-MM-DC1 | 2011-12-17 | 20
CC03 | 2210-4-CC03-LCP11AP001 | 2000215469 | 21LCP11AP001 | 210LCP11AP001 | CONDENSATE MAKE-UP PUMP-A | RMM | GMPUMP | B | X | 202028366 | 1998-01-08 | 000002576734 |  | ERP-MM-DC1 | 2011-12-17 | 20
CC03 | 2210-4-CC03-LCP11AP001M01 | 2000215477 | 21LCP11AP001M01 | 210LCP11AP001M1 | CONDENSATE MAKE-UP PUMP-A MOTOR | RME | GEMOTR | B | X | 202028366 | 1998-01-08 | 000002576738 |  | ERP-MM-DC1 | 2011-12-17 | 20
CC03 | 2210-4-CC03-LCP12AP001 | 2000215485 | 21LCP12AP001 | 210LCP12AP001 | CONDENSATE MAKE-UP PUMP-B | RMM | GMPUMP | B | X | 202028366 | 1998-01-08 | 000002576752 |  | ERP-MM-DC1 | 2011-12-17 | 20
CC03 | 2210-4-CC03-LCP12AP001M01 | 2000215493 | 21LCP12AP001M01 | 210LCP12AP001M1 | CONDENSATE MAKE-UP PUMP-B MOTOR | RME | GEMOTR | B | X | 202028366 | 1998-01-08 | 000002576756 |  | ERP-MM-DC1 | 2011-12-17 | 20
CC03 | 2210-4-CC03-LCP33AA001 | 2000215501 | 21LCP33AA001 | 210LCP33LV01 | MAKEUP WATR.TO STM.CNDNSR.CONTROL VALVE1 | RMM | GMVL-BA | B | X | 202028366 | 1998-01-08 | 000002576760 |  | ERP-MM-DC1 | 2011-12-17 | 20
CC03 | 2210-4-CC03-LCP33AA002 | 2000215509 | 21LCP33AA002 | 210LCP33LV02 | MAKEUP WATR.TO STM.CNDNSR.CONTROL VALVE2 | RMM | GMVL-BA | B | X | 202028366 | 1998-01-08 | 000002576774 |  | ERP-MM-DC1 | 2011-12-17 | 20
CC03 | 2210-4-CC03-LFN10 | 2000215517 | 21LFN10 | 210LFN10 | HYDRAZINE FEED SYSTEM (UNIT 1&2) |  |  | B | X | 202028366 | 1998-01-08 | 000002576778 |  | 31241 | 2012-02-07 | 20
CC03 | 2210-4-CC03-LFN11BB001 | 2000215525 | 21LFN11BB001 | 210LFN11BB001 | HYDRAZINE STORAGE TANK-A | RMM | GMTANK | B | X | 202028366 | 1998-01-08 | 000002576792 |  | ERP-MM-DC1 | 2011-12-17 | 20
CC03 | 2210-4-CC03-LFN11CL001 | 2000215533 | 21LFN11CL001 | 210LFN11LG01 | HYDRAZINE STORAGE TANK LEVEL GAUGE | RMI | GIIN-LV | B | X | 202028366 | 1998-01-08 | 000002576796 |  | ERP-MM-DC1 | 2011-12-17 | 20
CC03 | 2210-4-CC03-LFN11CL002 | 2000215541 | 21LFN11CL002 | 210LFN11LSL02 | HYDRAZINE STORAGE TANK LEVEL SWITCH | RMI | GISW-LV | B | X | 202028366 | 1998-01-08 | 000002576800 |  | ERP-MM-DC1 | 2011-12-17 | 20
CC03 | 2210-4-CC03-LFN15AM001 | 2000215549 | 21LFN15AM001 | 210LFN15AM001 | HYDRAZINE TANK CHEMICAL MIXER-A | RMM | GMMIXR | B | X | 202028366 | 1998-01-08 | 000002576814 |  | ERP-MM-DC1 | 2011-12-17 | 20
CC03 | 2210-4-CC03-LFN15AM001M01 | 2000215557 | 21LFN15AM001M01 | 210LFN15AM001M1 | HYDRAZINE TANK CHEM MIXER-A MOTOR | RME | GEMOTR | B | X | 202028366 | 1998-01-08 | 000002576818 |  | ERP-MM-DC1 | 2011-12-17 | 20
CC03 | 2210-4-CC03-LFN20 | 2000215564 | 21LFN20 | 210LFN20 | HYDRAZINE FEED SYSTEM (UNIT 3 & 4) |  |  | B | X | 202028366 | 1998-01-08 | 000002576831 |  | ERP-MM-DC1 | 2011-12-17 | 20
CC03 | 2210-4-CC03-LFN20AP001 | 2000215572 | 21LFN20AP001 | 210LFN20AP001 | HYDRAZINE PORTABLE DRUM PUMP | RMM | GMPUMP | B | X | 202028366 | 1998-01-08 | 000002576835 |  | ERP-MM-DC1 | 2011-12-17 | 20
CC03 | 2210-4-CC03-LFN20AP001M01 | 2000215580 | 21LFN20AP001M01 | 210LFN20AP001M1 | HYDRAZINE PORTABLE DRUM PUMP MOTOR | RME | GEMOTR | B | X | 202028366 | 1998-01-08 | 000002576839 |  | ERP-MM-DC1 | 2011-12-17 | 20
CC03 | 2210-4-CC03-LFN21BB001 | 2000215588 | 21LFN21BB001 | 210LFN21BB001 | HYDRAZINE STORAGE TANK-B | RMM | GMTANK | B | X | 202028366 | 1998-01-08 | 000002576853 |  | ERP-MM-DC1 | 2011-12-17 | 20
CC03 | 2210-4-CC03-LFN25AM001 | 2000215596 | 21LFN25AM001 | 210LFN25AM001 | HYDRAZINE TANK CHEMICAL MIXER-B | RMM | GMMIXR | B | X | 202028366 | 1998-01-08 | 000002576857 |  | ERP-MM-DC1 | 2011-12-17 | 20
CC03 | 2210-4-CC03-LFN25AM001M01 | 2000215604 | 21LFN25AM001M01 | 210LFN25AM001M1 | HYDRAZINE TANK CHEMICAL MIXER-B MOTOR | RME | GEMOTR | B | X | 202028366 | 1998-01-08 | 000002576871 |  | ERP-MM-DC1 | 2011-12-17 | 20
CC03 | 2210-4-CC03-LFN30 | 2000215612 | 21LFN30 | 210LFN30 | PHOSPHATE FEED SYSTEM (UNIT 1 & 2) |  |  | B | X | 202028366 | 1998-01-08 | 000002576875 |  | ERP-MM-DC1 | 2011-12-17 | 20
CC03 | 2210-4-CC03-LFN31BB001 | 2000215620 | 21LFN31BB001 | 210LFN31BB001 | PHOSPHATE STORAGE TANK-A | RMM | GMTANK | B | X | 202028366 | 1998-01-08 | 000002576879 |  | ERP-MM-DC1 | 2011-12-17 | 20
CC03 | 2210-4-CC03-LFN35AM001 | 2000215628 | 21LFN35AM001 | 210LFN35AM001 | PHOSPHATE TANK CHEMICAL MIXER-A | RMM | GMMIXR | B | X | 202028366 | 1998-01-08 | 000002576893 |  | ERP-MM-DC1 | 2011-12-17 | 20
CC03 | 2210-4-CC03-LFN35AM001M01 | 2000215636 | 21LFN35AM001M01 | 210LFN35AM001M1 | PHOSPHATE TANK CHEMICAL MIXER-A MOTOR | RME | GEMOTR | B | X | 202028366 | 1998-01-08 | 000002576897 |  | ERP-MM-DC1 | 2011-12-17 | 20
CC03 | 2210-4-CC03-LFN40 | 2000215644 | 21LFN40 | 210LFN40 | PHOSPHATE FEED SYSTEM (UNIT 3&4) |  |  | B | X | 202028366 | 1998-01-08 | 000002576911 |  | ERP-MM-DC1 | 2011-12-17 | 20
CC03 | 2210-4-CC03-LFN41BB001 | 2000215652 | 21LFN41BB001 | 210LFN41BB001 | PHOSPHATE STORAGE TANK-B | RMM | GMTANK | B | X | 202028366 | 1998-01-08 | 000002576915 |  | ERP-MM-DC1 | 2011-12-17 | 20
CC03 | 2210-4-CC03-LFN45AM001 | 2000215660 | 21LFN45AM001 | 210LFN45AM001 | PHOSPHATE TANK CHEMICAL MIXER-B | RMM | GMMIXR | B | X | 202028366 | 1998-01-08 | 000002576919 |  | ERP-MM-DC1 | 2011-12-17 | 20
CC03 | 2210-4-CC03-LFN45AM001M01 | 2000215668 | 21LFN45AM001M01 | 210LFN45AM001M1 | PHOSPHATE TANK CHEMICAL MIXER-B MOTOR | RME | GEMOTR | B | X | 202028366 | 1998-01-08 | 000002576933 |  | ERP-MM-DC1 | 2011-12-17 | 20
CC03 | 2210-4-CC03-LFN50 | 2000215676 | 21LFN50 | 210LFN50 | AMMONIA FEED SYSTEM |  |  | B | X | 202028366 | 1998-01-08 | 000002576937 |  | ERP-MM-DC1 | 2011-12-17 | 20
CC03 | 2210-4-CC03-LFN50AP001 | 2000215684 | 21LFN50AP001 | 210LFN50AP001 | AMMONIA PORTABLE DRUM PUMP | RMM | GMPUMP | B | X | 202028366 | 1998-01-08 | 000002576951 |  | ERP-MM-DC1 | 2011-12-17 | 20
CC03 | 2210-4-CC03-LFN50AP001M01 | 2000215692 | 21LFN50AP001M01 | 210LFN50AP001M1 | AMMONIA PORTABLE DRUM PUMP MOTOR | RME | GEMOTR | B | X | 202028366 | 1998-01-08 | 000002576955 |  | ERP-MM-DC1 | 2011-12-17 | 20
CC03 | 2210-4-CC03-LFN51BB001 | 2000215700 | 21LFN51BB001 | 210LFN51BB001 | AMMONIA STORAGE TANK | RMM | GMTANK | B | X | 202028366 | 1998-01-08 | 000002576959 |  | ERP-MM-DC1 | 2011-12-17 | 20
CC03 | 2210-4-CC03-LFN51CL001 | 2000215708 | 21LFN51CL001 | 210LFN51LG01 | AMMONIA STORAGE TANK LEVEL GAUGE | RMI | GIIN-LV | B | X | 202028366 | 1998-01-08 | 000002576973 |  | ERP-MM-DC1 | 2011-12-17 | 20
CC03 | 2210-4-CC03-LFN51CL002 | 2000215716 | 21LFN51CL002 | 210LFN51LSL02 | AMMONIA STORAGE TANK LEVEL SWITCH | RMI | GISW-LV | C | X | 202028366 | 1998-01-08 | 000002576977 |  | ERP-MM-DC1 | 2011-12-17 | 20
CC03 | 2210-4-CC03-LFN52AA301 | 2000215724 | 21LFN52AA301 | 210LFN52PSV02 | AMMONIA INJN.PUMP-A DISCH.PR.SAFTY.VALVE | RMM | GMVL-RE | B | X | 202028366 | 1998-01-08 | 000002576991 |  | ERP-MM-DC1 | 2011-12-17 | 20
CC03 | 2210-4-CC03-LFN52AA701 | 2000215732 | 21LFN52AA701 | 210LFN52AA701 | AMMONIA INJN.PUMP-A SUCTION VALVE | RMM | GMVLVE | B | X | 202028366 | 1998-01-08 | 000002576995 |  | ERP-MM-DC1 | 2011-12-17 | 20
CC03 | 2210-4-CC03-LFN52AA702 | 2000215740 | 21LFN52AA702 | 210LFN52AA702 | AMMONIA INJN.PUMP-A DISCHARGE VALVE | RMM | GMVLVE | B | X | 202028366 | 1998-01-08 | 000002576999 |  | ERP-MM-DC1 | 2011-12-17 | 20
CC03 | 2210-4-CC03-LFN52AP001 | 2000215748 | 21LFN52AP001 | 210LFN52AP001 | AMMONIA INJECTION PUMP-A | RMM | GMPUMP | B | X | 202028366 | 1998-01-08 | 000002577013 |  | ERP-MM-DC1 | 2011-12-17 | 20
CC03 | 2210-4-CC03-LFN52AP001M01 | 2000215756 | 21LFN52AP001M01 | 210LFN52AP001M1 | AMMONIA INJECTION PUMP-A MOTOR | RME | GEMOTR | B | X | 202028366 | 1998-01-08 | 000002577017 |  | ERP-MM-DC1 | 2011-12-17 | 20
CC03 | 2210-4-CC03-LFN52AT001 | 2000215764 | 21LFN52AT001 | 210LFN52AT001 | AMMONIA INJN.PUMP-A SUCTION STRAINER | RMM | GMSTRN | B | X | 202028366 | 1998-01-08 | 000002577031 |  | ERP-MM-DC1 | 2011-12-17 | 20
CC03 | 2210-4-CC03-LFN52CP001 | 2000215772 | 21LFN52CP001 | 210LFN52PI01 | AMMONIA INJN.PUMP-A DISCH.PRESS.INDICATR | RMI | GIIN-PR | B | X | 202028366 | 1998-01-08 | 000002577035 |  | ERP-MM-DC1 | 2011-12-17 | 20
CC03 | 2210-4-CC03-LFN53AA301 | 2000215780 | 21LFN53AA301 | 210LFN53PSV02 | AMMONIA INJN.PUMP-B DISCH.PR.SAFTY.VALVE | RMM | GMVL-RE | C | X | 202028366 | 1998-01-08 | 000002577039 |  | ERP-MM-DC1 | 2011-12-17 | 20
CC03 | 2210-4-CC03-LFN53AA701 | 2000215788 | 21LFN53AA701 | 210LFN53AA701 | AMMONIA INJN.PUMP-B SUCTION VALVE | RMM | GMVLVE | B | X | 202028366 | 1998-01-08 | 000002577053 |  | ERP-MM-DC1 | 2011-12-17 | 20
CC03 | 2210-4-CC03-LFN53AA703 | 2000215796 | 21LFN53AA703 | 210LFN53AA702 | AMMONIA INJN.PUMP-B DISCHARGE VALVE | RMM | GMVLVE | B | X | 202028366 | 1998-01-08 | 000002577057 |  | ERP-MM-DC1 | 2011-12-17 | 20
CC03 | 2210-4-CC03-LFN53AP001 | 2000215804 | 21LFN53AP001 | 210LFN53AP001 | AMMONIA INJECTION PUMP-B | RMM | GMPUMP | B | X | 202028366 | 1998-01-08 | 000002577071 |  | ERP-MM-DC1 | 2011-12-17 | 20
CC03 | 2210-4-CC03-LFN53AP001M01 | 2000215812 | 21LFN53AP001M01 | 210LFN53AP001M1 | AMMONIA INJECTION PUMP-B MOTOR | RME | GEMOTR | B | X | 202028366 | 1998-01-08 | 000002577075 |  | ERP-MM-DC1 | 2011-12-17 | 20
CC03 | 2210-4-CC03-LFN53AT001 | 2000215820 | 21LFN53AT001 | 210LFN53AT001 | AMMONIA INJN.PUMP-B SUCTION STRAINER | RMM | GMSTRN | C | X | 202028366 | 1998-01-08 | 000002577079 |  | ERP-MM-DC1 | 2011-12-17 | 20
CC03 | 2210-4-CC03-LFN53CP001 | 2000215828 | 21LFN53CP001 | 210LFN53PI01 | AMMONIA INJN.PUMP-B DISCH.PRESS.INDICATR | RMI | GIIN-PR | C | X | 202028366 | 1998-01-08 | 000002577093 |  | ERP-MM-DC1 | 2011-12-17 | 20
CC03 | 2210-4-CC03-LFN54AM001 | 2000215836 | 21LFN54AM001 | 210LFN54AM001 | AMMONIA TANK CHEMICAL MIXER | RMM | GMMIXR | B | X | 202028366 | 1998-01-08 | 000002577097 |  | ERP-MM-DC1 | 2011-12-17 | 20
CC03 | 2210-4-CC03-LFN54AM001M01 | 2000215844 | 21LFN54AM001M01 | 210LFN54AM001M1 | AMMONIA TANK CHEMICAL MIXER MOTOR | RME | GEMOTR | B | X | 202028366 | 1998-01-08 | 000002577111 |  | ERP-MM-DC1 | 2011-12-17 | 20
CC03 | 2210-4-CC03-MAA | 2000215852 | 21MAA | 210MAA | STEAM TURBINE | RMM | GMTURB | C | X | 202028366 | 1998-01-08 | 000002577115 |  | ERP-MM-DC1 | 2011-12-17 | 20
CC03 | 2210-4-CC03-MAA01AA001 | 2000215860 | 21MAA01AA001 | 210MAA01AA001 | MAIN STEAM STOP/CONTROL VALVE | RMM | GMVL-BA | C | X | 202028366 | 1998-01-08 | 000002577119 |  | ERP-MM-DC1 | 2011-12-17 | 20
CC03 | 2210-4-CC03-MAA01AA001M01 | 2000215868 | 21MAA01AA001M01 | 210MAA01AA001M1 | MOTOR FOR MAIN STM. STOP V/V/CV | RME | GEMOTR | C | X | 202028366 | 1998-01-08 | 000002577133 |  | ERP-MM-DC1 | 2011-12-17 | 20
CC03 | 2210-4-CC03-MAA02AA001 | 2000215876 | 21MAA02AA001 | 210MAA02AA001 | MAIN STEAM STOP/CONTROL VALVES | RMM | GMVL-BA | C | X | 202028366 | 1998-01-08 | 000002577137 |  | ERP-MM-DC1 | 2011-12-17 | 20
CC03 | 2210-4-CC03-MAA02AA001M01 | 2000215884 | 21MAA02AA001M01 | 210MAA02AA001M1 | MOTOR FOR MAIN STM. STOP V/V/CV | RME | GEMOTR | C | X | 202028366 | 1998-01-08 | 000002577151 |  | ERP-MM-DC1 | 2011-12-17 | 20
CC03 | 2210-4-CC03-MAA10CP003 | 2000215892 | 21MAA10CP003 | 210MAA10PS03 | ST.TURB.I/L PR.CNTRL.ESTABLISH.PR.SWITCH | RMI | GISW-CN | C | X | 202028366 | 1998-01-08 | 000002577155 |  | ERP-DLGN-EAA | 2013-03-05 | 20
CC03 | 2210-4-CC03-MAA10CP005 | 2000215900 | 21MAA10CP005 | 210MAA10PT05 | HP TURBINE PRESSURE TRANSMITTER | RMI | GIXM-DP | C | X | 202028366 | 1998-01-08 | 000002577159 |  | ERP-MM-DC1 | 2011-12-17 | 20
CC03 | 2210-4-CC03-MAA10CT000 | 2000215908 | 21MAA10CT000 | 210MAA10TE | STEAM TURBINE TEMP.ELEMENTS - GROUPED | RMI | GIEL-TE | C | X | 202028366 | 1998-01-08 | 000002577173 |  | ERP-MM-DC1 | 2011-12-17 | 20
CC03 | 2210-4-CC03-MAA20CP001 | 2000215916 | 21MAA20CP001 | 210MAA20PT1 | HP TURBINE PRESSURE TRANSMITTERS-GROUPED | RMI | GIXM-DP | C | X | 202028366 | 1998-01-08 | 000002577177 |  | ERP-MM-DC1 | 2011-12-17 | 20
CC03 | 2210-4-CC03-MAC10CT001 | 2000215924 | 21MAC10CT001 | 210MAC10CT1 | LP TURBINE TEMPERATURE ELEMENT | RMI | GIEL-TE | C | X | 202028366 | 1998-01-08 | 000002577191 |  | ERP-MM-DC1 | 2011-12-17 | 20
CC03 | 2210-4-CC03-MAC20CP001 | 2000215932 | 21MAC20CP001 | 210MAC20PT1 | LP TURBINE PRESSURE TRANSMITTERS-GROUPED | RMI | GIXM-DP | C | X | 202028366 | 1998-01-08 | 000002577195 |  | ERP-MM-DC1 | 2011-12-17 | 20
CC03 | 2210-4-CC03-MAD10 | 2000215940 | 21MAD10 | 210MAD10 | BEARING NO.1 (LP EXHAUST HOOD) | RMM | GMBRNG | C | X | 202028366 | 1998-01-08 | 000002577199 |  | ERP-MM-DC1 | 2011-12-17 | 20
CC03 | 2210-4-CC03-MAD20 | 2000215948 | 21MAD20 | 210MAD20 | TURBINE BEARING NO.2 | RMM | GMBRNG | C | X | 202028366 | 1998-01-08 | 000002577213 |  | ERP-MM-DC1 | 2011-12-17 | 20
CC03 | 2210-4-CC03-MAD30 | 2000215956 | 21MAD30 | 210MAD30 | THRUST BEARING (ACTIVE & INACTIVE) | RMM | GMBRNG | C | X | 202028366 | 1998-01-08 | 000002577217 |  | ERP-MM-DC1 | 2011-12-17 | 20
CC03 | 2210-4-CC03-MAG01 | 2000215964 | 21MAG01 | 210MAG01 | LOCAL INSTRUMENTS - GROUPED | RMI | GIELMT | C | X | 202028366 | 1998-01-08 | 000002577231 |  | ERP-MM-DC1 | 2011-12-17 | 20
CC03 | 2210-4-CC03-MAG01AC001 | 2000215972 | 21MAG01AC001 | 210MAG01AC001 | STEAM TURBINE CONDENSER | RMM | GMCNDS | C | X | 202028366 | 1998-01-08 | 000002577235 |  | ERP-MM-DC1 | 2011-12-17 | 20
CC03 | 2210-4-CC03-MAG01BR001 | 2000215980 | 21MAG01BR001 | 210MAG01BR001 | STEAM TURBINE EXHAUST EXPANSION JOINT | RMM | GMEXJT | C | X | 202028366 | 1998-01-08 | 000002577239 |  | ERP-MM-DC1 | 2011-12-17 | 20
CC03 | 2210-4-CC03-MAG01CL000 | 2000215988 | 21MAG01CL000 | 210MAG01LT | STEAM TURB.CONDENSER LEVEL TRANSMITTERS | RMI | GIXM-LC | C | X | 202028366 | 1998-01-08 | 000002577253 |  | ERP-MM-DC1 | 2011-12-17 | 20
CC03 | 2210-4-CC03-MAG01CP000 | 2000215996 | 21MAG01CP000 | 210MAG01PT | STEAM TURB.CONDENSER PRESS.TRANSMITTERS | RMI | GIXM-DP | C | X | 202028366 | 1998-01-08 | 000002577257 |  | ERP-MM-DC1 | 2011-12-17 | 20
CC03 | 2210-4-CC03-MAG01CP001 | 2000216004 | 21MAG01CP001 | 210MAG01PI | STEAM TURB.CONDENSR.PRESS.INDICATOR | RMI | GIIN-PR | C | X | 202028366 | 1998-01-08 | 000002577271 |  | ERP-MM-DC1 | 2011-12-17 | 20
CC03 | 2210-4-CC03-MAG01CP002 | 2000216012 | 21MAG01CP002 | 210MAG01PSHH | STEAM TURB.CONDENSER PRESS.SWITCHES | RMI | GISW-CN | C | X | 202028366 | 1998-01-08 | 000002577275 |  | ERP-DLGN-EAA | 2013-03-05 | 20
CC03 | 2210-4-CC03-MAG01CT001 | 2000216020 | 21MAG01CT001 | 210MAG01TSHH1 | STEAM TURB.CONDENSR TEMPERATURE SWITCHES | RMI | GISW-TE | C | X | 202028366 | 1998-01-08 | 000002577279 |  | ERP-MM-DC1 | 2011-12-17 | 20
CC03 | 2210-4-CC03-MAG01CT002 | 2000216028 | 21MAG01CT002 | 210MAG01TE | STEAM TURB.CONDENSR TEMPERATURE ELEMENTS | RMI | GIEL-TE | C | X | 202028366 | 1998-01-08 | 000002577293 |  | ERP-MM-DC1 | 2011-12-17 | 20
CC03 | 2210-4-CC03-MAJ30AA003 | 2000216036 | 21MAJ30AA003 | 210MAJ30XV03 | 1ST STAGE EJECTOR AIR MOTOR OPER.VALVE | RMM | GMVL-MO | B | X | 202028366 | 1998-01-08 | 000002577297 |  | ERP-MM-DC1 | 2011-12-17 | 20
CC03 | 2210-4-CC03-MAJ30AA004 | 2000216044 | 21MAJ30AA004 | 210MAJ30XV04 | HOGGING EJECTOR AIR MOTOR OPERATED VALVE | RMM | GMVL-MO | B | X | 202028366 | 1998-01-08 | 000002577311 |  | ERP-MM-DC1 | 2011-12-17 | 20
CC03 | 2210-4-CC03-MAJ30AA005 | 2000216052 | 21MAJ30AA005 | 210MAJ30XV05 | 1ST&2ND STAGE EJECTOR MOTIVE STEAM VALVE | RMM | GMVL-MO | B | X | 202028366 | 1998-01-08 | 000002577315 |  | ERP-MM-DC1 | 2011-12-17 | 20
CC03 | 2210-4-CC03-MAJ30AA006 | 2000216060 | 21MAJ30AA006 | 210MAJ30XV06 | HOGGING EJECTOR MOTIVE STEAM VALVE | RMM | GMVL-MO | B | X | 202028366 | 1998-01-08 | 000002577319 |  | ERP-MM-DC1 | 2011-12-17 | 20
CC03 | 2210-4-CC03-MAJ30AA301 | 2000216068 | 21MAJ30AA301 | 210MAJ30PSV01 | 1ST STAGE EJECTOR VENT SAFETY RELF.VALVE | RMM | GMVL-RE | C | X | 202028366 | 1998-01-08 | 000002577333 |  | ERP-MM-DC1 | 2011-12-17 | 20
CC03 | 2210-4-CC03-MAJ30AA302 | 2000216076 | 21MAJ30AA302 | 210MAJ30PSV02 | 2ND STAGE EJECTOR VENT SAFETY RELF.VALVE | RMM | GMVL-RE | C | X | 202028366 | 1998-01-08 | 000002577337 |  | ERP-MM-DC1 | 2011-12-17 | 20
CC03 | 2210-4-CC03-MAJ30AA303 | 2000216084 | 21MAJ30AA303 | 210MAJ30PSV03 | IST STAGE EJECTOR VENT SAFETY RELF.VALVE | RMM | GMVL-RE | C | X | 202028366 | 1998-01-08 | 000002577351 |  | ERP-MM-DC1 | 2011-12-17 | 20
CC03 | 2210-4-CC03-MAJ30AA304 | 2000216092 | 21MAJ30AA304 | 210MAJ30PSV04 | 2ND STAGE EJECTOR VENT SAFETY RELF.VLAVE | RMM | GMVL-RE | C | X | 202028366 | 1998-01-08 | 000002577355 |  | ERP-MM-DC1 | 2011-12-17 | 20
CC03 | 2210-4-CC03-MAJ30AC001 | 2000216100 | 21MAJ30AC001 | 210MAJ30AC001 | IST 100% INTER/AFTER CONDENSER | RMM | GMCNDS | B | X | 202028366 | 1998-01-08 | 000002577359 |  | ERP-MM-DC1 | 2011-12-17 | 20
CC03 | 2210-4-CC03-MAJ30BN001 | 2000216108 | 21MAJ30BN001 | 210MAJ30BN001 | HOGGING EJECTOR | RMM | GMEJCT | B | X | 202028366 | 1998-01-08 | 000002577373 |  | ERP-MM-DC1 | 2011-12-17 | 20
CC03 | 2210-4-CC03-MAJ30BN002 | 2000216116 | 21MAJ30BN002 | 210MAJ30BN002 | 1ST STAGE EJECTOR | RMM | GMEJCT | B | X | 202028366 | 1998-01-08 | 000002577377 |  | ERP-MM-DC1 | 2011-12-17 | 20
CC03 | 2210-4-CC03-MAJ30BN003 | 2000216124 | 21MAJ30BN003 | 210MAJ30BN003 | 2ND STAGE EJECTOR | RMM | GMEJCT | B | X | 202028366 | 1998-01-08 | 000002577391 |  | ERP-MM-DC1 | 2011-12-17 | 20
CC03 | 2210-4-CC03-MAJ30BN004 | 2000216132 | 21MAJ30BN004 | 210MAJ30BN004 | 1ST STAGE EJECTOR | RMM | GMEJCT | B | X | 202028366 | 1998-01-08 | 000002577395 |  | ERP-MM-DC1 | 2011-12-17 | 20
CC03 | 2210-4-CC03-MAJ30BN005 | 2000216140 | 21MAJ30BN005 | 210MAJ30BN005 | 2ND STAGE EJECTOR | RMM | GMEJCT | B | X | 202028366 | 1998-01-08 | 000002577399 |  | ERP-MM-DC1 | 2011-12-17 | 20
CC03 | 2210-4-CC03-MAJ30BS001 | 2000216148 | 21MAJ30BS001 | 210MAJ30BS001 | HOGGING EJECTOR SILENCER | RMM | GMCNDS | C | X | 202028366 | 1998-01-08 | 000002577413 |  | ERP-MM-DC1 | 2011-12-17 | 20
CC03 | 2210-4-CC03-MAK10AE001 | 2000216156 | 21MAK10AE001 | 210MAK10AE001 | TURNING GEAR | RMM | GMTNGR | B | X | 202028366 | 1998-01-08 | 000002577417 |  | ERP-MM-DC1 | 2011-12-17 | 20
CC03 | 2210-4-CC03-MAK10AE001M01 | 2000216164 | 21MAK10AE001M01 | 210TGM | TURNING GEAR MOTOR | RME | GEMOTR | B | X | 202028366 | 1998-01-08 | 000002577431 |  | ERP-MM-DC1 | 2011-12-17 | 20
CC03 | 2210-4-CC03-MAM11AN001 | 2000216172 | 21MAM11AN001 | 210MAM11AN001 | GLAND EXHAUSTER BLOWER-1 | RMM | GMFAN | B | X | 202028366 | 1998-01-08 | 000002577435 |  | ERP-MM-DC1 | 2011-12-17 | 20
CC03 | 2210-4-CC03-MAM11AN001M01 | 2000216180 | 21MAM11AN001M01 | 210GXM1 | GLAND EXHAUSTER BLOWER MOTOR NO.1 | RME | GEMOTR | B | X | 202028366 | 1998-01-08 | 000002577439 |  | ERP-MM-DC1 | 2011-12-17 | 20
CC03 | 2210-4-CC03-MAM12AN001 | 2000216188 | 21MAM12AN001 | 210MAM12AN001 | GLAND EXHAUSTER BLOWER-2 | RMM | GMFAN | B | X | 202028366 | 1998-01-08 | 000002577453 |  | ERP-MM-DC1 | 2011-12-17 | 20
CC03 | 2210-4-CC03-MAM12AN001M01 | 2000216196 | 21MAM12AN001M01 | 210GXM2 | GLAND EXHAUSTER BLOWER MOTOR NO.2 | RME | GEMOTR | B | X | 202028366 | 1998-01-08 | 000002577457 |  | ERP-MM-DC1 | 2011-12-17 | 20
CC03 | 2210-4-CC03-MAN00 | 2000216204 | 21MAN00 | 210MAN00 | LOCAL INSTRUMENTS - GROUPED | RMI | GIELMT | C | X | 202028366 | 1998-01-08 | 000002577471 |  | ERP-MM-DC1 | 2011-12-17 | 20
CC03 | 2210-4-CC03-MAN20CP001 | 2000216212 | 21MAN20CP001 | 210LBF20PT01 | HP STEAM BYPASS PRESS.TRANSMITTER | RMI | GIXM-DP | C | X | 202028366 | 1998-01-08 | 000002577475 |  | ERP-MM-DC1 | 2011-12-17 | 20
CC03 | 2210-4-CC03-MAN20CT000 | 2000216220 | 21MAN20CT000 | 210LBF20TE | HP BYPASS STEAM TO CONDENSR TEMP.ELEMENT | RMI | GIEL-TE | C | X | 202028366 | 1998-01-08 | 000002577479 |  | ERP-MM-DC1 | 2011-12-17 | 20
CC03 | 2210-4-CC03-MAN20CT002 | 2000216228 | 21MAN20CT002 | 210LBF20TT02 | HP BYPASS STM.TO CONDNSR TEMP.TRANSMITER | RMI | GIEL-TE | C | X | 202028366 | 1998-01-08 | 000002577493 |  | ERP-MM-DC1 | 2011-12-17 | 20
CC03 | 2210-4-CC03-MAN22 | 2000216236 | 21MAN22 | 210LBX22 | HYDRAULIC POWER UNIT-SKID |  |  | B | X | 202028366 | 1998-01-08 | 000002577497 |  | ERP-MM-DC1 | 2011-12-17 | 20
CC03 | 2210-4-CC03-MAN22AA002 | 2000216244 | 21MAN22AA002 | 210LBF22PV02 | STEAM TURBINE BYPASS STOP VALVE | RMM | GMVL-BA | B | X | 202028366 | 1998-01-08 | 000002577511 |  | ERP-MM-DC1 | 2011-12-17 | 20
CC03 | 2210-4-CC03-MAN22AA003 | 2000216252 | 21MAN22AA003 | 210LBF22PV03 | STEAM TURBINE BYPASS CONTROL VALVE | RMM | GMVL-BA | B | X | 202028366 | 1998-01-08 | 000002577515 |  | ERP-MM-DC1 | 2011-12-17 | 20
CC03 | 2210-4-CC03-MAN22AA104 | 2000216260 | 21MAN22AA104 | 210LBF22TV04 | HP STEAM BYPASS DRAIN VALVE | RMM | GMVL-MO | B | X | 202028366 | 1998-01-08 | 000002577519 |  | ERP-MM-DC1 | 2011-12-17 | 20
CC03 | 2210-4-CC03-MAN22AP001 | 2000216268 | 21MAN22AP001 | 210LBX22AP001 | MAIN OIL SUPPLY PUMP-1 | RMM | GMPUMP | B | X | 202028366 | 1998-01-08 | 000002577533 |  | ERP-MM-DC1 | 2011-12-17 | 20
CC03 | 2210-4-CC03-MAN22AP001M | 2000216276 | 21MAN22AP001M | 2101151 | MOTOR FOR MAIN OIL SUPPLY PUMP-1 | RME | GEMOTR | B | X | 202028366 | 1998-01-08 | 000002577537 |  | ERP-MM-DC1 | 2011-12-17 | 20
CC03 | 2210-4-CC03-MAN22AP002 | 2000216284 | 21MAN22AP002 | 210LBX22AP002 | MAIN OIL SUPPLY PUMP-2 | RMM | GMPUMP | B | X | 202028366 | 1998-01-08 | 000002577551 |  | ERP-MM-DC1 | 2011-12-17 | 20
CC03 | 2210-4-CC03-MAN22AP002M | 2000216292 | 21MAN22AP002M | 2101152 | MOTOR FOR MAIN OIL SUPPLY PUMP-2 | RME | GEMOTR | B | X | 202028366 | 1998-01-08 | 000002577555 |  | ERP-MM-DC1 | 2011-12-17 | 20
CC03 | 2210-4-CC03-MAN22AT001 | 2000216300 | 21MAN22AT001 | 2102251 | MAIN OIL SUPPLY PUMP-1 DISCH.STRAINER | RMM | GMSTRN | B | X | 202028366 | 1998-01-08 | 000002577559 |  | ERP-MM-DC1 | 2011-12-17 | 20
CC03 | 2210-4-CC03-MAN22AT002 | 2000216308 | 21MAN22AT002 | 2102252 | MAIN OIL SUPPLY PUMP-2 DISCH.STRAINER | RMM | GMSTRN | B | X | 202028366 | 1998-01-08 | 000002577573 |  | ERP-MM-DC1 | 2011-12-17 | 20
CC03 | 2210-4-CC03-MAN22BB001 | 2000216316 | 21MAN22BB001 | 210MAN22BB001 | MAIN OIL TANK 455LTR(100GALLON RESRVOIR) | RMM | GMTANK | B | X | 202028366 | 1998-01-08 | 000002577577 |  | ERP-MM-DC1 | 2011-12-17 | 20
CC03 | 2210-4-CC03-MAN22BR001 | 2000216324 | 21MAN22BR001 | 210MAN22BR001 | HP BYPASS STEAM LINE PIPING. | RMM | GMPIPE | C | X | 202028366 | 1998-01-08 | 000002577591 |  | ERP-MM-DC1 | 2011-12-17 | 20
CC03 | 2210-4-CC03-MAN22CT000 | 2000216332 | 21MAN22CT000 | 210LBF22TE | HP BYPASS STEAM LINE TEMPERATURE ELEMENT | RMI | GIEL-TE | C | X | 202028366 | 1998-01-08 | 000002577595 |  | ERP-MM-DC1 | 2011-12-17 | 20
CC03 | 2210-4-CC03-MAN22DP001 | 2000216340 | 21MAN22DP001 | 210LBY22DP001 | HPU SYSTEM CONTROL PANEL | RME | GEPANL | B | X | 202028366 | 1998-01-08 | 000002577599 |  | ERP-MM-DC1 | 2011-12-17 | 20
CC03 | 2210-4-CC03-MAN22GH001 | 2000216348 | 21MAN22GH001 | 210LBY22GH001 | HPU MOTOR CONTROL PANEL | RME | GEPANL | B | X | 202028366 | 1998-01-08 | 000002577613 |  | ERP-MM-DC1 | 2011-12-17 | 20
CC03 | 2210-4-CC03-MAV | 2000216356 | 21MAV | 210MAV10BF001 | STEAM TURBINE LUBE OIL SKID |  |  | C | X | 202028366 | 1998-01-08 | 000002577617 |  | ERP-MM-DC1 | 2011-12-17 | 20
CC03 | 2210-4-CC03-MAV10AC001 | 2000216364 | 21MAV10AC001 | 210MAV10AC001 | LUBE OIL RESERVOIR HEATER | RME | GEHTR | B | X | 202028366 | 1998-01-08 | 000002577631 |  | ERP-MM-DC1 | 2011-12-17 | 20
CC03 | 2210-4-CC03-MAV10AN001 | 2000216372 | 21MAV10AN001 | 210MAV10AN001 | VAPOUR EXTRACTOR | RMM | GMFAN | B | X | 202028366 | 1998-01-08 | 000002577635 |  | ERP-MM-DC1 | 2011-12-17 | 20
CC03 | 2210-4-CC03-MAV10AN001M01 | 2000216380 | 21MAV10AN001M01 | 210VXM1 | VAPOR EXTRACTOR MOTOR NO.1 | RME | GEMOTR | B | X | 202028366 | 1998-01-08 | 000002577639 |  | ERP-MM-DC1 | 2011-12-17 | 20
CC03 | 2210-4-CC03-MAV10AT001 | 2000216388 | 21MAV10AT001 | 210MAV10AT001 | OIL CONDITIONER CENTRIFUGE | RMM | GMCNTF | B | X | 202028366 | 1998-01-08 | 000002577653 |  | ERP-MM-DC1 | 2011-12-17 | 20
CC03 | 2210-4-CC03-MAV10AT001M01 | 2000216396 | 21MAV10AT001M01 | 210OCCM | OIL CONDITIONER CENTRIFUGE MOTOR | RME | GEMOTR | B | X | 202028366 | 1998-01-08 | 000002577657 |  | ERP-MM-DC1 | 2011-12-17 | 20
CC03 | 2210-4-CC03-MAV10BB001 | 2000216404 | 21MAV10BB001 | 210MAV10BB001 | MAIN OIL TANK | RMM | GMTANK | B | X | 202028366 | 1998-01-08 | 000002577671 |  | ERP-MM-DC1 | 2011-12-17 | 20
CC03 | 2210-4-CC03-MAV11AP001 | 2000216412 | 21MAV11AP001 | 210MAV11AP001 | LUBE OIL PUMP-1 | RMM | GMPUMP | B | X | 202028366 | 1998-01-08 | 000002577675 |  | ERP-MM-DC1 | 2011-12-17 | 20
CC03 | 2210-4-CC03-MAV11AP001M01 | 2000216420 | 21MAV11AP001M01 | 210BPM1 | LUBE OIL PUMP MOTOR NO.1 | RME | GEMOTR | B | X | 202028366 | 1998-01-08 | 000002577679 |  | ERP-MM-DC1 | 2011-12-17 | 20
CC03 | 2210-4-CC03-MAV12AP001 | 2000216428 | 21MAV12AP001 | 210MAV12AP001 | LUBE OIL PUMP-2 | RMM | GMPUMP | B | X | 202028366 | 1998-01-08 | 000002577693 |  | ERP-MM-DC1 | 2011-12-17 | 20
CC03 | 2210-4-CC03-MAV12AP001M01 | 2000216436 | 21MAV12AP001M01 | 210BPM2 | LUBE OIL PUMP MOTOR NO.2 | RME | GEMOTR | B | X | 202028366 | 1998-01-08 | 000002577697 |  | ERP-MM-DC1 | 2011-12-17 | 20
CC03 | 2210-4-CC03-MAV13AP001 | 2000216444 | 21MAV13AP001 | 210MAV13AP001 | DC EMERGENCY BEARING OIL PUMP | RMM | GMPUMP | B | X | 202028366 | 1998-01-08 | 000002577711 |  | ERP-MM-DC1 | 2011-12-17 | 20
CC03 | 2210-4-CC03-MAV13AP001M01 | 2000216452 | 21MAV13AP001M01 | 210EBPM | DC EMERGENCY BRG OIL PUMP MOTOR | RME | GEMOTR | B | X | 202028366 | 1998-01-08 | 000002577715 |  | ERP-MM-DC1 | 2011-12-17 | 20
CC03 | 2210-4-CC03-MAV70AT001 | 2000216460 | 21MAV70AT001 | 210MAV70AT001 | STEAM TURBINE LUBE OIL CENTRIFUGE | RMM | GMCNTF | B | X | 202028366 | 1998-01-08 | 000002577719 |  | ERP-MM-DC1 | 2011-12-17 | 20
CC03 | 2210-4-CC03-MAW | 2000216468 | 21MAW | 210MAW | SEAL STEAM DESUPERHEATER SYSTEM |  |  | C | X | 202028366 | 1998-01-08 | 000002577733 |  | ERP-MM-DC1 | 2011-12-17 | 20
CC03 | 2210-4-CC03-MAW14 | 2000216476 | 21MAW14 | 210MAW14 | SEAL STEAM PIPING | RMM | GMPIPE | C | X | 202028366 | 1998-01-08 | 000002577737 |  | ERP-MM-DC1 | 2011-12-17 | 20
CC03 | 2210-4-CC03-MAW14CP002 | 2000216484 | 21MAW14CP002 | 210MAW14PT/PS | SEALING STEAM PRESS.TRANSMITER/PR.SWITCH | RMI | GIXM-DP | C | X | 202028366 | 1998-01-08 | 000002577751 |  | ERP-MM-DC1 | 2011-12-17 | 20
CC03 | 2210-4-CC03-MAW14CT001 | 2000216492 | 21MAW14CT001 | 21MAW14TI01 | SEALING STEAM TEMPERATURE INDICATOR | RMI | GIIN-TE | C | X | 202028366 | 1998-01-08 | 000002577755 |  | ERP-MM-DC1 | 2011-12-17 | 20
CC03 | 2210-4-CC03-MAW14CT002 | 2000216500 | 21MAW14CT002 | 21MAW14TE02 | SEALING STEAM TEMPERATURE ELEMENT | RMI | GIEL-TE | C | X | 202028366 | 1998-01-08 | 000002577759 |  | ERP-MM-DC1 | 2011-12-17 | 20
CC03 | 2210-4-CC03-MAW14GH001 | 2000216508 | 21MAW14GH001 | 210MAW14GH001 | SEALING STEAM CONTROL PANEL | RME | GEPANL | C | X | 202028366 | 1998-01-08 | 000002577773 |  | ERP-MM-DC1 | 2011-12-17 | 20
CC03 | 2210-4-CC03-MAW32 | 2000216516 | 21MAW32 | 210MAW32 | GLAND STEAM EXHAUST SYSTEM |  |  | C | X | 202028366 | 1998-01-08 | 000002577777 |  | ERP-MM-DC1 | 2011-12-17 | 20
CC03 | 2210-4-CC03-MAW32AC001 | 2000216524 | 21MAW32AC001 | 210MAW32AC001 | GLAND STEAM CONDENSER | RMM | GMCNDS | B | X | 202028366 | 1998-01-08 | 000002577791 |  | ERP-MM-DC1 | 2011-12-17 | 20
CC03 | 2210-4-CC03-MAW32BR001 | 2000216532 | 21MAW32BR001 | 210MAW32BR001 | GLAND CONDENSER EXHAUST BLOWER PIPING | RMM | GMPIPE | C | X | 202028366 | 1998-01-08 | 000002577795 |  | ERP-MM-DC1 | 2011-12-17 | 20
CC03 | 2210-4-CC03-MAW32CL001 | 2000216540 | 21MAW32CL001 | 210MAW32LS/LI | GLAND CONDENSER LEVEL SWIWTCH/INDICATOR | RMI | GISW-LV | C | X | 202028366 | 1998-01-08 | 000002577799 |  | ERP-MM-DC1 | 2011-12-17 | 20
CC03 | 2210-4-CC03-MAW32CP001 | 2000216548 | 21MAW32CP001 | 210MAW32PT01 | GLAND STM.CONDNSR.EXHAUST PR.TRANSMITTER | RMI | GIXM-DP | C | X | 202028366 | 1998-01-08 | 000002577813 |  | ERP-MM-DC1 | 2011-12-17 | 20
CC03 | 2210-4-CC03-MAW32CP002 | 2000216557 | 21MAW32CP002 | 210MAW32PS02 | GLAND STEAM CONDNSR.EXHAUST PRESS.SWITCH | RMI | GISW-CN | C | X | 202028366 | 1998-01-08 | 000002577818 |  | ERP-DLGN-EAA | 2013-03-05 | 20
CC03 | 2210-4-CC03-MAW32CT001 | 2000216565 | 21MAW32CT001 | 210MAW32TE01 | GLAND CONDENSER EXHAUST TEMP.ELEMENT | RMI | GIEL-TE | C | X | 202028366 | 1998-01-08 | 000002577832 |  | ERP-MM-DC1 | 2011-12-17 | 20
CC03 | 2210-4-CC03-MAW70BB001 | 2000216573 | 21MAW70BB001 | 210MAW70BB001 | STEAM TURBINE SEALING STEAM SEP. TANK | RMM | GMTANK | C | X | 202028366 | 1998-01-08 | 000002577836 |  | ERP-MM-DC1 | 2011-12-17 | 20
CC03 | 2210-4-CC03-MAW81AN001 | 2000216581 | 21MAW81AN001 | 210MAW81AN001 | STEAM TURBINE SEAL EXHAUSTER | RMM | GMTANK | B | X | 202028366 | 1998-01-08 | 000002577840 |  | ERP-MM-DC1 | 2011-12-17 | 20
CC03 | 2210-4-CC03-MAX | 2000216589 | 21MAX | 210MAX | (ST) ELECTRO-HYDRAULIC CONTROL SKID |  |  | C | X | 202028366 | 1998-01-08 | 000002577854 |  | ERP-MM-DC1 | 2011-12-17 | 20
CC03 | 2210-4-CC03-MAX11AP001 | 2000216597 | 21MAX11AP001 | 210MAX11AP001 | HYDRAULIC FLUID PUMP-A | RMM | GMPUMP | B | X | 202028366 | 1998-01-08 | 000002577858 |  | ERP-MM-DC1 | 2011-12-17 | 20
CC03 | 2210-4-CC03-MAX11AP001M01 | 2000216605 | 21MAX11AP001M01 | 210HFPMA | HYDRAULIC FLUID PUMP MOTOR A | RME | GEMOTR | B | X | 202028366 | 1998-01-08 | 000002577872 |  | ERP-MM-DC1 | 2011-12-17 | 20
CC03 | 2210-4-CC03-MAX12AP001 | 2000216613 | 21MAX12AP001 | 210MAX12AP001 | HYDRAULIC FLUID PUMP-B | RMM | GMPUMP | B | X | 202028366 | 1998-01-08 | 000002577876 |  | ERP-MM-DC1 | 2011-12-17 | 20
CC03 | 2210-4-CC03-MAX12AP001M01 | 2000216621 | 21MAX12AP001M01 | 210HFPMB | HYDRAULIC FLUID PUMP MOTOR B | RME | GEMOTR | C | X | 202028366 | 1998-01-08 | 000002577880 |  | ERP-MM-DC1 | 2011-12-17 | 20
CC03 | 2210-4-CC03-MKA10 | 2000216629 | 21MKA10 | 210MKA10G001 | STEAM TURBINE GENERATOR | RME | GEGENR | B | X | 202028366 | 1998-01-08 | 000002577894 |  | ERP-MM-DC1 | 2011-12-17 | 20
CC03 | 2210-4-CC03-MKC | 2000216637 | 21MKC | 210MKC | GENERATOR EXCITATION CUBICLE | RME | GEPANL | C | X | 202028366 | 1998-01-08 | 000002577898 |  | ERP-MM-DC1 | 2011-12-17 | 20
CC03 | 2210-4-CC03-MKC10AN001 | 2000216645 | 21MKC10AN001 | 210MKC10AN001 | PPT COOLING FAN | RMM | GMFAN | C | X | 202028366 | 1998-01-08 | 000002577912 |  | ERP-MM-DC1 | 2011-12-17 | 20
CC03 | 2210-4-CC03-MKD10 | 2000216653 | 21MKD10 | 210MKD10 | GENERATOR-BEARING (JOURNAL BEARING) | RMM | GMBRNG | C | X | 202028366 | 1998-01-08 | 000002577916 |  | ERP-MM-DC1 | 2011-12-17 | 20
CC03 | 2210-4-CC03-MKG10 | 2000216661 | 21MKG10 | 210MKG10 | GENERATOR H2 AND CO2 COOLING SYSTEM. |  |  | B | X | 202028366 | 1998-01-08 | 000002577920 |  | ERP-MM-DC1 | 2011-12-17 | 20
CC03 | 2210-4-CC03-MKG10AA001 | 2000216669 | 21MKG10AA001 | 210MKG10AA001 | HYDROGEN CONTROL VALVE | RMM | GMVL-BA | B | X | 202028366 | 1998-01-08 | 000002577934 |  | ERP-MM-DC1 | 2011-12-17 | 20
CC03 | 2210-4-CC03-MKG10AT001 | 2000216677 | 21MKG10AT001 | 210MKG10AT001 | STEAM TURBINE GAS DRYER | RMM | GMDRYR | B | X | 202028366 | 1998-01-08 | 000002577938 |  | ERP-MM-DC1 | 2011-12-17 | 20
CC03 | 2210-4-CC03-MKG10BB001 | 2000216685 | 21MKG10BB001 | 210MKG10BB001 | HYDROGEN CYLINDER (8 NOS) STATION | RMM | GMCYLN | C | X | 202028366 | 1998-01-08 | 000002577952 |  | ERP-MM-DC1 | 2011-12-17 | 20
CC03 | 2210-4-CC03-MKG10BB002 | 2000216693 | 21MKG10BB002 | 210MKG10BB002 | CO2 CYLINDER STATION (16 NOS) | RMM | GMCYLN | C | X | 202028366 | 1998-01-08 | 000002577956 |  | ERP-MM-DC1 | 2011-12-17 | 20
CC03 | 2210-4-CC03-MKW11AA001 | 2000216701 | 21MKW11AA001 | 21V102 | GENERATOR HYDROGEN SEAL OIL CONTROL UNIT |  |  | C | X | 202028366 | 1998-01-08 | 000002577960 |  | ERP-MM-DC1 | 2011-12-17 | 20
CC03 | 2210-4-CC03-MKW11AP001 | 2000216709 | 21MKW11AP001 | 210MKW11AP001 | EMERGENCY SEAL OIL PUMP | RMM | GMPUMP | B | X | 202028366 | 1998-01-08 | 000002577974 |  | ERP-MM-DC1 | 2011-12-17 | 20
CC03 | 2210-4-CC03-MKW11AP001M01 | 2000216717 | 21MKW11AP001M01 | 210ESPM | EMERGENCY SEAL OIL PUMP MOTOR | RME | GEMOTR | B | X | 202028366 | 1998-01-08 | 000002577978 |  | ERP-MM-DC1 | 2011-12-17 | 20
CC03 | 2210-4-CC03-PAA00 | 2000216725 | 21PAA00 | 210PAA00 | LOCAL INSTRUMENTS-GROUPED | RMI | GIELMT | C | X | 202028366 | 1998-01-08 | 000002577992 |  | ERP-MM-DC1 | 2011-12-17 | 20
CC03 | 2210-4-CC03-PAA11AT001 | 2000216733 | 21PAA11AT001 | 210PAA11AT001 | TRASH RAKE | RMM | GMRAKE | B | X | 202028366 | 1998-01-08 | 000002577996 |  | ERP-MM-DC1 | 2011-12-17 | 20
CC03 | 2210-4-CC03-PAA11AT001M01 | 2000216741 | 21PAA11AT001M01 | 210PAA11AT001M1 | RAKING SCREEN MAIN MOTOR | RME | GEMOTR | B | X | 202028366 | 1998-01-08 | 000002578000 |  | ERP-MM-DC1 | 2011-12-17 | 20
CC03 | 2210-4-CC03-PAA11AT001M02 | 2000216749 | 21PAA11AT001M02 | 210PAA11AT001M2 | RAKING SCREEN AUX. MOTOR | RME | GEMOTR | B | X | 202028366 | 1998-01-08 | 000002578014 |  | ERP-MM-DC1 | 2011-12-17 | 20
CC03 | 2210-4-CC03-PAA11CF000 | 2000216757 | 21PAA11CF000 | 210PAA11FI | CIRCULATING WATER SYSTEM FLOW INDICATORS | RMI | GIIN-FL | C | X | 202028366 | 1998-01-08 | 000002578018 |  | ERP-MM-DC1 | 2011-12-17 | 20
CC03 | 2210-4-CC03-PAA11CL001 | 2000216765 | 21PAA11CL001 | 210PAA11LS | CIRCULATING WATER SYSTEM LEVEL SWITCHES | RMI | GISW-LV | C | X | 202028366 | 1998-01-08 | 000002578032 |  | ERP-MM-DC1 | 2011-12-17 | 20
CC03 | 2210-4-CC03-PAA11CL002 | 2000216773 | 21PAA11CL002 | 210PAA11LI | CIRCULATING WATER SYSTEM LEVEL INDICATOR | RMI | GIIN-LV | C | X | 202028366 | 1998-01-08 | 000002578036 |  | ERP-MM-DC1 | 2011-12-17 | 20
CC03 | 2210-4-CC03-PAA11CL100 | 2000216781 | 21PAA11CL100 | 210PAA11LT01 | CIRCULATING WATER SYS.LEVEL TRANSMITTER | RMI | GIXM-LC | C | X | 202028366 | 1998-01-08 | 000002578040 |  | ERP-MM-DC1 | 2011-12-17 | 20
CC03 | 2210-4-CC03-PAA12AA001 | 2000216789 | 21PAA12AA001 | 210PAA12XV01 | TRAVELLING SCREEN WASHING VALVE | RMM | GMVL-BA | B | X | 202028366 | 1998-01-08 | 000002578054 |  | ERP-MM-DC1 | 2011-12-17 | 20
CC03 | 2210-4-CC03-PAA12CF001 | 2000216798 | 21PAA12CF001 | 210PAA12FSL01 | TRAVELG.SCREEN WASHING LINE FLOW SWITCH | RMI | GISW-FLW | C | X | 202028366 | 1998-01-08 | 000002578058 |  | ERP-MM-DC1 | 2011-12-17 | 20
CC03 | 2210-4-CC03-PAA12CL100 | 2000216806 | 21PAA12CL100 | 210PAA21LT01 | CIRCULATING WATER SYS.LEVEL TRANSMITTER | RMI | GIXM-LC | C | X | 202028366 | 1998-01-08 | 000002578072 |  | ERP-MM-DC1 | 2011-12-17 | 20
CC03 | 2210-4-CC03-PAA21AT001 | 2000216814 | 21PAA21AT001 | 210PAA21AT001 | CROSS FLOW TRAVELLING SCREEN | RMM | GMSCRN | B | X | 202028366 | 1998-01-08 | 000002578076 |  | ERP-MM-DC1 | 2011-12-17 | 20
CC03 | 2210-4-CC03-PAA21AT001M01 | 2000216822 | 21PAA21AT001M01 | 210PAA21AT001M1 | TRAVELLING BAND FILTERS MOTOR | RME | GEMOTR | B | X | 202028366 | 1998-01-08 | 000002578080 |  | ERP-MM-DC1 | 2011-12-17 | 20
CC03 | 2210-4-CC03-PAA21AT001M02 | 2000216830 | 21PAA21AT001M02 | 210PAA21AT001M2 | DAHALANDER TYPE (MAIN/AUX) | RME | GEMOTR | C | X | 202028366 | 1998-01-08 | 000002578094 |  | ERP-MM-DC1 | 2011-12-17 | 20
CC03 | 2210-4-CC03-PAA21CF000 | 2000216838 | 21PAA21CF000 | 210PAA21FI | CIRCULATING WATER SYSTEM FLOW INDICATORS | RMI | GIIN-FL | C | X | 202028366 | 1998-01-08 | 000002578098 |  | ERP-MM-DC1 | 2011-12-17 | 20
CC03 | 2210-4-CC03-PAA21CL001 | 2000216846 | 21PAA21CL001 | 210PAA21LS | CIRCULATING WATER SYSTEM LEVEL SWITCHES | RMI | GISW-LV | C | X | 202028366 | 1998-01-08 | 000002578112 |  | ERP-MM-DC1 | 2011-12-17 | 20
CC03 | 2210-4-CC03-PAA21CL002 | 2000216854 | 21PAA21CL002 | 210PAA21LI | CIRCULATING WATER SYS.LEVEL INDICATORS | RMI | GIIN-LV | C | X | 202028366 | 1998-01-08 | 000002578116 |  | ERP-MM-DC1 | 2011-12-17 | 20
CC03 | 2210-4-CC03-PAA31AB001 | 2000216862 | 21PAA31AB001 | 210PAA31AB001 | OUTLET C.F.T.S. STOP LOG | RMM | GMSTOP | C | X | 202028366 | 1998-01-08 | 000002578120 |  | ERP-MM-DC1 | 2011-12-17 | 20
CC03 | 2210-4-CC03-PAA31AT001 | 2000216871 | 21PAA31AT001 | 210PAA31AT001 | CIRCULATING WATER DEBRIS FILTER-A | RMM | GMFILT | B | X | 202028366 | 1998-01-08 | 000002578134 |  | ERP-MM-DC1 | 2011-12-17 | 20
CC03 | 2210-4-CC03-PAA31AT001M01 | 2000216880 | 21PAA31AT001M01 | 210PAA31AT001M1 | CW DEBRIS FILTER-A ROTOR MOTOR | RME | GEMOTR | B | X | 202028366 | 1998-01-08 | 000002578138 |  | ERP-MM-DC1 | 2011-12-17 | 20
CC03 | 2210-4-CC03-PAA31AT001M02 | 2000216888 | 21PAA31AT001M02 | 210PAA31AT001M2 | CW DEBRIS FILTER-A VALVE MOTOR | RME | GEMOTR | B | X | 202028366 | 1998-01-08 | 000002578152 |  | ERP-MM-DC1 | 2011-12-17 | 20
CC03 | 2210-4-CC03-PAA31CP001 | 2000216896 | 21PAA31CP001 | 210PAA31PDT01 | C.W.DEBRIS FILTER-A DIFF.PRESS.TRANSMITR | RMI | GIXM-DP | C | X | 202028366 | 1998-01-08 | 000002578156 |  | ERP-MM-DC1 | 2011-12-17 | 20
CC03 | 2210-4-CC03-PAA32AB001 | 2000216904 | 21PAA32AB001 | 210PAA32AB001 | PUMP CELL STOP LOG-A | RMM | GMSTOP | C | X | 202028366 | 1998-01-08 | 000002578160 |  | ERP-MM-DC1 | 2011-12-17 | 20
CC03 | 2210-4-CC03-PAA32AT001 | 2000216912 | 21PAA32AT001 | 210PAA32AT001 | CIRCULATING WATER DEBRIS FILTER-B | RMM | GMFILT | B | X | 202028366 | 1998-01-08 | 000002578174 |  | ERP-MM-DC1 | 2011-12-17 | 20
CC03 | 2210-4-CC03-PAA32AT001M01 | 2000216920 | 21PAA32AT001M01 | 210PAA32AT001M1 | DEBRIS FILTER-B ROTOR MOTOR | RME | GEMOTR | B | X | 202028366 | 1998-01-08 | 000002578178 |  | ERP-MM-DC1 | 2011-12-17 | 20
CC03 | 2210-4-CC03-PAA32AT001M02 | 2000216928 | 21PAA32AT001M02 | 210PAA32AT001M2 | DEBRIS FILTER-B ROTOR VALVE MOTOR | RME | GEMOTR | B | X | 202028366 | 1998-01-08 | 000002578192 |  | ERP-MM-DC1 | 2011-12-17 | 20
CC03 | 2210-4-CC03-PAA32CL001 | 2000216936 | 21PAA32CL001 | 210PAA32LT01 | CIRCULATING WATER BASIN LEVEL TRANSMITER | RMI | GIXM-LC | C | X | 202028366 | 1998-01-08 | 000002578196 |  | ERP-MM-DC1 | 2011-12-17 | 20
CC03 | 2210-4-CC03-PAA32CL001S | 2000216944 | 21PAA32CL001S | 210PAA32LSL01 | CIRCULATING WATER BASIN LEVEL SWITCH | RMI | GISW-LV | C | X | 202028366 | 1998-01-08 | 000002578200 |  | ERP-MM-DC1 | 2011-12-17 | 20
CC03 | 2210-4-CC03-PAA32CP001 | 2000216952 | 21PAA32CP001 | 210PAA32PDT01 | C.W.DEBRIS FILTER-B DIFF.PRESS.TRANSMITR | RMI | GIXM-DP | C | X | 202028366 | 1998-01-08 | 000002578214 |  | ERP-MM-DC1 | 2011-12-17 | 20
CC03 | 2210-4-CC03-PAA33AB001 | 2000216960 | 21PAA33AB001 | 210PAA33AB001 | PUMP CELL STOP LOG-B | RMM | GMSTOP | C | X | 202028366 | 1998-01-08 | 000002578218 |  | ERP-MM-DC1 | 2011-12-17 | 20
CC03 | 2210-4-CC03-PAA33CL001 | 2000216968 | 21PAA33CL001 | 210PAA33LT01 | CIRCULATING WATER BASIN LEVEL TRANSMITER | RMI | GIXM-LC | C | X | 202028366 | 1998-01-08 | 000002578232 |  | ERP-MM-DC1 | 2011-12-17 | 20
CC03 | 2210-4-CC03-PAA33CL001S | 2000216976 | 21PAA33CL001S | 210PAA33LSL01 | CIRCULATING WATER BASIN LEVEL SWITCH | RMI | GISW-LV | C | X | 202028366 | 1998-01-08 | 000002578236 |  | ERP-MM-DC1 | 2011-12-17 | 20
CC03 | 2210-4-CC03-PAB00 | 2000216984 | 21PAB00 | 210PAB00 | LOCAL INSTRUMENTS-GROUPED | RMI | GIELMT | C | X | 202028366 | 1998-01-08 | 000002578240 |  | ERP-MM-DC1 | 2011-12-17 | 20
CC03 | 2210-4-CC03-PAB11AA501 | 2000216992 | 21PAB11AA501 | 210PAB11XV01 | CW PUMP-A DISCH.AUTOMATIC AIR VENT VALVE | RMM | GMVLVE | C | X | 202028366 | 1998-01-08 | 000002578254 |  | ERP-MM-DC1 | 2011-12-17 | 20
CC03 | 2210-4-CC03-PAB11AA502 | 2000217000 | 21PAB11AA502 | 210PAB11XV05 | CW PUMP-B DISCH.AUTOMATIC AIR VENT VALVE | RMM | GMVLVE | C | X | 202028366 | 1998-01-08 | 000002578258 |  | ERP-MM-DC1 | 2011-12-17 | 20
CC03 | 2210-4-CC03-PAB11CP001 | 2000217008 | 21PAB11CP001 | 210PAB11PI02/01 | CW PUMP-A DISCH.PR.INDICATOR/PR.TRANSMTR | RMI | GIIN-PR | C | X | 202028366 | 1998-01-08 | 000002578272 |  | ERP-MM-DC1 | 2011-12-17 | 20
CC03 | 2210-4-CC03-PAB11CP002 | 2000217016 | 21PAB11CP002 | 210PAB11PI04/03 | CW PUMP-B DISCH.PR.INDICATOR/PR.TRANSMTR | RMI | GIIN-PR | C | X | 202028366 | 1998-01-08 | 000002578276 |  | ERP-MM-DC1 | 2011-12-17 | 20
CC03 | 2210-4-CC03-PAB11CP003 | 2000217024 | 21PAB11CP003 | 210PAB11PSHH05 | CW PUMP-A DISCH.PRESSURE SWITCH | RMI | GISW-CN | C | X | 202028366 | 1998-01-08 | 000002578280 |  | ERP-DLGN-EAA | 2013-03-05 | 20
CC03 | 2210-4-CC03-PAB11CP004 | 2000217032 | 21PAB11CP004 | 210PAB11PSHH06 | CW PUMP-B DISCH.PRESSURE SWITCH | RMI | GISW-CN | C | X | 202028366 | 1998-01-08 | 000002578294 |  | ERP-DLGN-EAA | 2013-03-05 | 20
CC03 | 2210-4-CC03-PAB11CP100 | 2000217040 | 21PAB11CP100 | 210PAB11PT01 | CW PUMP-A DISCHARGE PRESS.TRANSMITTER | RMI | GIXM-DP | C | X | 202028366 | 1998-01-08 | 000002578298 |  | ERP-MM-DC1 | 2011-12-17 | 20
CC03 | 2210-4-CC03-PAB11CP200 | 2000217048 | 21PAB11CP200 | 210PAB11PT03 | CW PUMP-B DISCHARGE PRESS.TRANSMITTER | RMI | GIXM-DP | C | X | 202028366 | 1998-01-08 | 000002578312 |  | ERP-MM-DC1 | 2011-12-17 | 20
CC03 | 2210-4-CC03-PAB12AA101 | 2000217056 | 21PAB12AA101 | 210PAB12HV06 | BALL STRAINER-A CIR.WATER O/L ISOL.VALVE | RMM | GMVL-MO | C | X | 202028366 | 1998-01-08 | 000002578316 |  | ERP-MM-DC1 | 2011-12-17 | 20
CC03 | 2210-4-CC03-PAB12AA102 | 2000217064 | 21PAB12AA102 | 210PAB12HV02 | BALL STRAINER-B CIR.WATER O/L ISOL.VALVE | RMM | GMVL-MO | C | X | 202028366 | 1998-01-08 | 000002578320 |  | ERP-MM-DC1 | 2011-12-17 | 20
CC03 | 2210-4-CC03-PAB12BR001 | 2000217072 | 21PAB12BR001 | 210PAB12BR001 | BALL STRANR-A CIR.WATER O/L EXPNSN JOINT | RMM | GMEXJT | C | X | 202028366 | 1998-01-08 | 000002578334 |  | ERP-MM-DC1 | 2011-12-17 | 20
CC03 | 2210-4-CC03-PAB12BR002 | 2000217080 | 21PAB12BR002 | 210PAB12BR002 | BALL STRANR-B CIR.WATER O/L EXPNSN JOINT | RMM | GMEXJT | C | X | 202028366 | 1998-01-08 | 000002578338 |  | ERP-MM-DC1 | 2011-12-17 | 20
CC03 | 2210-4-CC03-PAB12CP008 | 2000217088 | 21PAB12CP008 | 210PAB12PSLL08 | LUBE WATER PUMP-A SUCTION PRESS.SWITCH | RMI | GISW-CN | C | X | 202028366 | 1998-01-08 | 000002578352 |  | ERP-DLGN-EAA | 2013-03-05 | 20
CC03 | 2210-4-CC03-PAB12CP009 | 2000217096 | 21PAB12CP009 | 210PAB12PSLL09 | LUBE WATER PUMP-B SUCTION PRESS.SWITCH | RMI | GISW-CN | C | X | 202028366 | 1998-01-08 | 000002578356 |  | ERP-DLGN-EAA | 2013-03-05 | 20
CC03 | 2210-4-CC03-PAB12CP010 | 2000217104 | 21PAB12CP010 | 210PAB12PDI10 | LUBE.WATER STRAINER DIFF.PRESS.INDICATOR | RMI | GIIN-PR | C | X | 202028366 | 1998-01-08 | 000002578360 |  | ERP-MM-DC1 | 2011-12-17 | 20
CC03 | 2210-4-CC03-PAB12CP011 | 2000217112 | 21PAB12CP011 | 210PAB12PSL11 | LUBE WATER PUMP-A SUCTION PRESS.SWITCH | RMI | GISW-CN | C | X | 202028366 | 1998-01-08 | 000002578374 |  | ERP-DLGN-EAA | 2013-03-05 | 20
CC03 | 2210-4-CC03-PAB12CP012 | 2000217120 | 21PAB12CP012 | 210PAB12PDI12 | LUBE.WATER STRAINER DIFF.PRESS.INDICATOR | RMI | GIIN-PR | C | X | 202028366 | 1998-01-08 | 000002578378 |  | ERP-MM-DC1 | 2011-12-17 | 20
CC03 | 2210-4-CC03-PAB12CP013 | 2000217128 | 21PAB12CP013 | 210PAB12PSL13 | LUBE WATER PUMP-B SUCTION PRESS.SWITCH | RMI | GISW-CN | C | X | 202028366 | 1998-01-08 | 000002578392 |  | ERP-DLGN-EAA | 2013-03-05 | 20
CC03 | 2210-4-CC03-PAB12CT001 | 2000217136 | 21PAB12CT001 | 210PAB12TE01 | CONDNSR.CIRC.WATER SUPPLY TEMP.ELEMENT | RMI | GIEL-TE | C | X | 202028366 | 1998-01-08 | 000002578396 |  | ERP-MM-DC1 | 2011-12-17 | 20
CC03 | 2210-4-CC03-PAB12CT002 | 2000217144 | 21PAB12CT002 | 210PAB12TE02 | CONDNSR.CIRC.WATER RETURN TEMP.ELEMENT | RMI | GIEL-TE | C | X | 202028366 | 1998-01-08 | 000002578400 |  | ERP-MM-DC1 | 2011-12-17 | 20
CC03 | 2210-4-CC03-PAB12CT005 | 2000217152 | 21PAB12CT005 | 210PAB12TE05 | CONDENSER CIRC.WATER I/L TEMP ELEMENT | RMI | GIEL-TE | C | X | 202028366 | 1998-01-08 | 000002578414 |  | ERP-MM-DC1 | 2011-12-17 | 20
CC03 | 2210-4-CC03-PAB12CT006 | 2000217160 | 21PAB12CT006 | 210PAB12TE06 | CONDENSER CIRC.WATER RETURN TEMP ELEMENT | RMI | GIEL-TE | C | X | 202028366 | 1998-01-08 | 000002578418 |  | ERP-MM-DC1 | 2011-12-17 | 20
CC03 | 2210-4-CC03-PAB13AA001 | 2000217168 | 21PAB13AA001 | 210PAB13FV01 | CW BOOST.PUMPS DISCH.FLOW CONTROL VALVE | RMM | GMVL-BA | B | X | 202028366 | 1998-01-08 | 000002578432 |  | ERP-MM-DC1 | 2011-12-17 | 20
CC03 | 2210-4-CC03-PAB13AA002 | 2000217176 | 21PAB13AA002 | 210PAB13FV02 | HEAT EXCHANGERS CW RETURN FLOW CONT.V/V | RMM | GMVL-BA | B | X | 202028366 | 1998-01-08 | 000002578436 |  | ERP-MM-DC1 | 2011-12-17 | 20
CC03 | 2210-4-CC03-PAB13AA103 | 2000217184 | 21PAB13AA103 | 210PAB13HV03 | CW B.PMP.DISCH.TO HEAT.EXCHR.I/L MTO V/V | RMM | GMVL-MO | B | X | 202028366 | 1998-01-08 | 000002578440 |  | ERP-MM-DC1 | 2011-12-17 | 20
CC03 | 2210-4-CC03-PAB13AA104 | 2000217192 | 21PAB13AA104 | 210PAB13HV04 | HEAT EXCHR-B CW RETURN MOTORISED VALVE | RMM | GMVL-MO | B | X | 202028366 | 1998-01-08 | 000002578454 |  | ERP-MM-DC1 | 2011-12-17 | 20
CC03 | 2210-4-CC03-PAB13AA105 | 2000217200 | 21PAB13AA105 | 210PAB13HV05 | HEAT EXCHR-B CW BACK WASH MOTORSD.VALVE | RMM | GMVL-MO | B | X | 202028366 | 1998-01-08 | 000002578458 |  | ERP-MM-DC1 | 2011-12-17 | 20
CC03 | 2210-4-CC03-PAB13AA106 | 2000217208 | 21PAB13AA106 | 210PAB13HV06 | HEAT EXCHR-B CW BACK WASH RETURN MOT.V/V | RMM | GMVL-MO | B | X | 202028366 | 1998-01-08 | 000002578472 |  | ERP-MM-DC1 | 2011-12-17 | 20
CC03 | 2210-4-CC03-PAB13AA107 | 2000217216 | 21PAB13AA107 | 210PAB13HV07 | CW B.PMP.DISHC.TO HEAT.EXCHR.I/L MOT V/V | RMM | GMVL-MO | B | X | 202028366 | 1998-01-08 | 000002578476 |  | ERP-MM-DC1 | 2011-12-17 | 20
CC03 | 2210-4-CC03-PAB13AA108 | 2000217224 | 21PAB13AA108 | 210PAB13HV08 | HEAT EXCHR-A CW RETURN MOTORISED VALVE | RMM | GMVL-MO | B | X | 202028366 | 1998-01-08 | 000002578480 |  | ERP-MM-DC1 | 2011-12-17 | 20
CC03 | 2210-4-CC03-PAB13AA109 | 2000217232 | 21PAB13AA109 | 210PAB13HV09 | HEAT EXCHR-A CW BACK WASH MOTORSD.VALVE | RMM | GMVL-MO | B | X | 202028366 | 1998-01-08 | 000002578494 |  | ERP-MM-DC1 | 2011-12-17 | 20
CC03 | 2210-4-CC03-PAB13AA110 | 2000217240 | 21PAB13AA110 | 210PAB13HV10 | HEAT EXCHR-A CW BACK WASH RETURN MOT.V/V | RMM | GMVL-MO | B | X | 202028366 | 1998-01-08 | 000002578498 |  | ERP-MM-DC1 | 2011-12-17 | 20
CC03 | 2210-4-CC03-PAB13AA301 | 2000217248 | 21PAB13AA301 | 210PAB13PSV17 | CW BOOST-PUMPS DISCH.SAFETY RELIEF VALVE | RMM | GMVL-RE | B | X | 202028366 | 1998-01-08 | 000002578512 |  | ERP-MM-DC1 | 2011-12-17 | 20
CC03 | 2210-4-CC03-PAB13AA601 | 2000217256 | 21PAB13AA601 | 210PAB13AA601 | CW BOOST.PUMP-A DISCH.CHECK VALVE | RMM | GMVLVE | B | X | 202028366 | 1998-01-08 | 000002578516 |  | ERP-MM-DC1 | 2011-12-17 | 20
CC03 | 2210-4-CC03-PAB13AA602 | 2000217264 | 21PAB13AA602 | 210PAB13AA602 | CW BOOST.PUMP-B DISCH.CHECK VALVE | RMM | GMVLVE | B | X | 202028366 | 1998-01-08 | 000002578520 |  | ERP-MM-DC1 | 2011-12-17 | 20
CC03 | 2210-4-CC03-PAB13AA701 | 2000217272 | 21PAB13AA701 | 210PAB13HV01 | CW BOOST.PUMP-A DISCHARGE VALVE | RMM | GMVLVE | B | X | 202028366 | 1998-01-08 | 000002578534 |  | ERP-MM-DC1 | 2011-12-17 | 20
CC03 | 2210-4-CC03-PAB13AA702 | 2000217280 | 21PAB13AA702 | 210PAB13HV02 | CW BOOST.PUMP-B DISCHARGE VALVE | RMM | GMVLVE | B | X | 202028366 | 1998-01-08 | 000002578538 |  | ERP-MM-DC1 | 2011-12-17 | 20
CC03 | 2210-4-CC03-PAB13AA703 | 2000217288 | 21PAB13AA703 | 210PAB13AA703 | CW BOOST.PUMPS DISCH.FCV INLET VALVE | RMM | GMVLVE | B | X | 202028366 | 1998-01-08 | 000002578552 |  | ERP-MM-DC1 | 2011-12-17 | 20
CC03 | 2210-4-CC03-PAB13AA704 | 2000217296 | 21PAB13AA704 | 210PAB13AA704 | CW BOOST.PUMPS DISCH.FCV OUTLET VALVE | RMM | GMVLVE | B | X | 202028366 | 1998-01-08 | 000002578556 |  | ERP-MM-DC1 | 2011-12-17 | 20
CC03 | 2210-4-CC03-PAB13AA705 | 2000217304 | 21PAB13AA705 | 210PAB13AA705 | CW BOOST.PUMPS DISCH.FCV BY-PASS VALVE | RMM | GMVLVE | B | X | 202028366 | 1998-01-08 | 000002578560 |  | ERP-MM-DC1 | 2011-12-17 | 20
CC03 | 2210-4-CC03-PAB13AA706 | 2000217312 | 21PAB13AA706 | 210PAB13AA706 | CW RETURN FCV INLET VALVE | RMM | GMVLVE | B | X | 202028366 | 1998-01-08 | 000002578574 |  | ERP-MM-DC1 | 2011-12-17 | 20
CC03 | 2210-4-CC03-PAB13AA707 | 2000217320 | 21PAB13AA707 | 210PAB13AA707 | CW RETURN FCV OUTLET VALVE | RMM | GMVLVE | B | X | 202028366 | 1998-01-08 | 000002578578 |  | ERP-MM-DC1 | 2011-12-17 | 20
CC03 | 2210-4-CC03-PAB13AA708 | 2000217328 | 21PAB13AA708 | 210PAB13AA708 | CW RETURN FCV BYPASS VALVE | RMM | GMVLVE | B | X | 202028366 | 1998-01-08 | 000002578592 |  | ERP-MM-DC1 | 2011-12-17 | 20
CC03 | 2210-4-CC03-PAB13BR368 | 2000217336 | 21PAB13BR368 | 210PAB13BR368 | CIRC.WATER PIPING FOR BLOWDOWN QUENCHING | RMM | GMPIPE | C | X | 202028366 | 1998-01-08 | 000002578596 |  | ERP-MM-DC1 | 2011-12-17 | 20
CC03 | 2210-4-CC03-PAB13CF001 | 2000217344 | 21PAB13CF001 | 210PAB13FT01 | CW BOOST.PUMPS DISCH.FLOW TRANSMITTER | RMI | GIXM-FC | C | X | 202028366 | 1998-01-08 | 000002578600 |  | ERP-MM-DC1 | 2011-12-17 | 20
CC03 | 2210-4-CC03-PAB13CF003 | 2000217352 | 21PAB13CF003 | 210PAB13FSL03 | CW PUMP-B LUBRICATING WATER FLOW SWITCH | RMI | GISW-FLW | C | X | 202028366 | 1998-01-08 | 000002578614 |  | ERP-MM-DC1 | 2011-12-17 | 20
CC03 | 2210-4-CC03-PAB13CP001 | 2000217360 | 21PAB13CP001 | 210PAB13PI01 | CW BOOST PUMP-A DISCH.PRESS INDICATOR | RMI | GIIN-PR | C | X | 202028366 | 1998-01-08 | 000002578618 |  | ERP-MM-DC1 | 2011-12-17 | 20
CC03 | 2210-4-CC03-PAB13CP002 | 2000217368 | 21PAB13CP002 | 210PAB13PI02 | CW BOOST PUMP-B DISCH.PRESS INDICATOR | RMI | GIIN-PR | C | X | 202028366 | 1998-01-08 | 000002578632 |  | ERP-MM-DC1 | 2011-12-17 | 20
CC03 | 2210-4-CC03-PAB13CP003 | 2000217376 | 21PAB13CP003 | 210PAB13PSL03 | CW BOOST.PUMPS DISCH.PRESS WITCH | RMI | GISW-CN | C | X | 202028366 | 1998-01-08 | 000002578636 |  | ERP-DLGN-EAA | 2013-03-05 | 20
CC03 | 2210-4-CC03-PAB13CP010 | 2000217384 | 21PAB13CP010 | 210PAB13PSL10 | LUBE WATER DUPL.STRAINER-A O/L PR.SWITCH | RMI | GISW-CN | C | X | 202028366 | 1998-01-08 | 000002578640 |  | ERP-DLGN-EAA | 2013-03-05 | 20
CC03 | 2210-4-CC03-PAB13CP012 | 2000217392 | 21PAB13CP012 | 210PAB13PT12 | CW BOOST.PUMPS DISCH.PRESS TRANSMITTER | RMI | GIXM-DP | C | X | 202028366 | 1998-01-08 | 000002578654 |  | ERP-MM-DC1 | 2011-12-17 | 20
CC03 | 2210-4-CC03-PAB13CP015 | 2000217400 | 21PAB13CP015 | 210PAB13PI15 | LUBE WATER PUMP-A DISCH.PRESS.INDICATOR | RMI | GIIN-PR | C | X | 202028366 | 1998-01-08 | 000002578658 |  | ERP-MM-DC1 | 2011-12-17 | 20
CC03 | 2210-4-CC03-PAB13CP016 | 2000217408 | 21PAB13CP016 | 210PAB13PI16 | LUBE WATER PUMP-B DISCH.PRESS.INDICATOR | RMI | GIIN-PR | C | X | 202028366 | 1998-01-08 | 000002578672 |  | ERP-MM-DC1 | 2011-12-17 | 20
CC03 | 2210-4-CC03-PAB14CF002 | 2000217414 | 21PAB14CF002 | 210PAB14FSL02 | CW PUMP-A LUBRICATING WATER FLOW SWITCH | RMI | GISW-FLW | C | X | 202028366 | 1998-01-08 | 000002578675 |  | ERP-MM-DC1 | 2011-12-17 | 20
CC03 | 2210-4-CC03-PAB14CP010 | 2000217422 | 21PAB14CP010 | 210PAB14PSL01 | LUBE WATER DUPL.STRAINER-B O/L PR.SWITCH | RMI | GISW-CN | C | X | 202028366 | 1998-01-08 | 000002578679 |  | ERP-DLGN-EAA | 2013-03-05 | 20
CC03 | 2210-4-CC03-PAB34AA701 | 2000217430 | 21PAB34AA701 | 210PAB34HV01 | CW BOOST PUMP-A SUCTION VALVE | RMM | GMVLVE | B | X | 202028366 | 1998-01-08 | 000002578693 |  | ERP-MM-DC1 | 2011-12-17 | 20
CC03 | 2210-4-CC03-PAB34AA702 | 2000217438 | 21PAB34AA702 | 210PAB34HV02 | CW BOOST PUMP-B SUCTION VALVE | RMM | GMVLVE | B | X | 202028366 | 1998-01-08 | 000002578697 |  | ERP-MM-DC1 | 2011-12-17 | 20
CC03 | 2210-4-CC03-PAB34AT001 | 2000217446 | 21PAB34AT001 | 210PAB34AT001 | CW BOOST PUMP-A SUCTION STRAINER | RMM | GMSTRN | C | X | 202028366 | 1998-01-08 | 000002578711 |  | ERP-MM-DC1 | 2011-12-17 | 20
CC03 | 2210-4-CC03-PAB34AT002 | 2000217454 | 21PAB34AT002 | 210PAB34AT002 | CW BOOST PUMP-B SUCTION STRAINER | RMM | GMSTRN | C | X | 202028366 | 1998-01-08 | 000002578715 |  | ERP-MM-DC1 | 2011-12-17 | 20
CC03 | 2210-4-CC03-PAB34CP001 | 2000217462 | 21PAB34CP001 | 210PAB34PDI01 | CW BOOST PUMP-A SUCT.DIFF.PRESS INDICATR | RMI | GIIN-PR | C | X | 202028366 | 1998-01-08 | 000002578719 |  | ERP-MM-DC1 | 2011-12-17 | 20
CC03 | 2210-4-CC03-PAB34CP002 | 2000217470 | 21PAB34CP002 | 210PAB34PI02 | CW BOOST PUMP-A SUCT.PRESS INDICATOR | RMI | GIIN-PR | C | X | 202028366 | 1998-01-08 | 000002578733 |  | ERP-MM-DC1 | 2011-12-17 | 20
CC03 | 2210-4-CC03-PAB34CP003 | 2000217478 | 21PAB34CP003 | 210PAB34PDI03 | CW BOOST PUMP-B SUCT.DIFF.PRESS INDICATR | RMI | GIIN-PR | C | X | 202028366 | 1998-01-08 | 000002578737 |  | ERP-MM-DC1 | 2011-12-17 | 20
CC03 | 2210-4-CC03-PAB34CP004 | 2000217486 | 21PAB34CP004 | 210PAB34PI04 | CW BOOST PUMP-B SUCT.PRESS INDICATOR | RMI | GIIN-PR | C | X | 202028366 | 1998-01-08 | 000002578751 |  | ERP-MM-DC1 | 2011-12-17 | 20
CC03 | 2210-4-CC03-PAB34CP005 | 2000217494 | 21PAB34CP005 | 210PAB34PSL05 | CW BOOST PUMP-A SUCTION PRESSURE SWITCH | RMI | GISW-CN | C | X | 202028366 | 1998-01-08 | 000002578755 |  | ERP-DLGN-EAA | 2013-03-05 | 20
CC03 | 2210-4-CC03-PAB34CP006 | 2000217502 | 21PAB34CP006 | 210PAB34PSL06 | CW BOOST PUMP-B SUCTION PRESSURE SWITCH | RMI | GISW-CN | C | X | 202028366 | 1998-01-08 | 000002578759 |  | ERP-DLGN-EAA | 2013-03-05 | 20
CC03 | 2210-4-CC03-PAB40 | 2000217510 | 21PAB40 | 210MAJ31AC001 | 2ND 100% INTERFACE CONDENSER |  |  | C | X | 202028366 | 1998-01-08 | 000002578773 |  | ERP-MM-DC1 | 2011-12-17 | 20
CC03 | 2210-4-CC03-PAB40BN001 | 2000217518 | 21PAB40BN001 | 210PAB40BN001 | WATERBOX AIR REMOVAL SYSTEM | RMM | GMTANK | C | X | 202028366 | 1998-01-08 | 000002578777 |  | ERP-MM-DC1 | 2011-12-17 | 20
CC03 | 2210-4-CC03-PAB41AC001 | 2000217526 | 21PAB41AC001 | 210PAB41AC001 | HEAT EXCHANGER-SEPARATOR TNK.TO VAC.PUMP | RMM | GMEX-HE | B | X | 202028366 | 1998-01-08 | 000002578791 |  | ERP-MM-DC1 | 2011-12-17 | 20
CC03 | 2210-4-CC03-PAB41AP001 | 2000217534 | 21PAB41AP001 | 210PAB41AP001 | WATERBOX AIR REMOVAL VACUUM PUMP | RMM | GMPUMP | B | X | 202028366 | 1998-01-08 | 000002578795 |  | ERP-MM-DC1 | 2011-12-17 | 20
CC03 | 2210-4-CC03-PAB41AP001M01 | 2000217542 | 21PAB41AP001M01 | 210PAB41AP001M1 | WATERBOX AIR REMOVAL VACUUM PUMP MOTOR | RME | GEMOTR | B | X | 202028366 | 1998-01-08 | 000002578799 |  | ERP-MM-DC1 | 2011-12-17 | 20
CC03 | 2210-4-CC03-PAB41BB001 | 2000217550 | 21PAB41BB001 | 210PAB41BB001 | WATERBOX AIR REMOVAL SEPARATOR TANK | RMM | GMTANK | C | X | 202028366 | 1998-01-08 | 000002578813 |  | ERP-MM-DC1 | 2011-12-17 | 20
CC03 | 2210-4-CC03-PAB41BR001 | 2000217558 | 21PAB41BR001 | 210PAB41BR001 | CONDNSR.CIRC.WATER I/L EXPANSION JOINT-A | RMM | GMEXJT | C | X | 202028366 | 1998-01-08 | 000002578817 |  | ERP-MM-DC1 | 2011-12-17 | 20
CC03 | 2210-4-CC03-PAB41BR002 | 2000217566 | 21PAB41BR002 | 210PAB41BR002 | CIRCULATING WATER PIPING | RMM | GMPIPE | C | X | 202028366 | 1998-01-08 | 000002578831 |  | ERP-MM-DC1 | 2011-12-17 | 20
CC03 | 2210-4-CC03-PAB41CL001 | 2000217574 | 21PAB41CL001 | 210PAB41LSL01 | WAT.BOX AIR REMOVAL SPRTR.TNK LEV.SWITCH | RMI | GISW-LV | C | X | 202028366 | 1998-01-08 | 000002578835 |  | ERP-MM-DC1 | 2011-12-17 | 20
CC03 | 2210-4-CC03-PAB41CT002 | 2000217582 | 21PAB41CT002 | 210PAB41TSH02 | VACUUM PUMP DISCHARGE TEMP.SWITCH | RMI | GISW-TE | C | X | 202028366 | 1998-01-08 | 000002578839 |  | ERP-MM-DC1 | 2011-12-17 | 20
CC03 | 2210-4-CC03-PAB42AC001 | 2000217590 | 21PAB42AC001 | 210PAB42AC001 | HEAT EXCHANGER-SEPARATOR TNK.TO VAC.PUMP | RMM | GMEX-HE | B | X | 202028366 | 1998-01-08 | 000002578853 |  | ERP-MM-DC1 | 2011-12-17 | 20
CC03 | 2210-4-CC03-PAB42AP001 | 2000217598 | 21PAB42AP001 | 210PAB42AP001 | WATERBOX AIR REMOVAL VACUUM PUMP | RMM | GMPUMP | B | X | 202028366 | 1998-01-08 | 000002578857 |  | ERP-MM-DC1 | 2011-12-17 | 20
CC03 | 2210-4-CC03-PAB42AP001M01 | 2000217606 | 21PAB42AP001M01 | 210PAB42AP001M1 | WATERBOX AIR REMOVAL VACUUM PUMP MOTOR | RME | GEMOTR | B | X | 202028366 | 1998-01-08 | 000002578871 |  | ERP-MM-DC1 | 2011-12-17 | 20
CC03 | 2210-4-CC03-PAB42BB001 | 2000217614 | 21PAB42BB001 | 210PAB42BB001 | WATERBOX AIR REMOVAL SEPARATOR TANK | RMM | GMTANK | C | X | 202028366 | 1998-01-08 | 000002578875 |  | ERP-MM-DC1 | 2011-12-17 | 20
CC03 | 2210-4-CC03-PAB42BR001 | 2000217622 | 21PAB42BR001 | 210PAB42BR001 | CONDNSR.CIRC.WATER I/L EXPANSION JOINT-B | RMM | GMEXJT | C | X | 202028366 | 1998-01-08 | 000002578879 |  | ERP-MM-DC1 | 2011-12-17 | 20
CC03 | 2210-4-CC03-PAB42CL001 | 2000217630 | 21PAB42CL001 | 210PAB42LSL01 | WAT.BOX AIR REMOVAL SPRTR.TNK LEV.SWITCH | RMI | GISW-LV | C | X | 202028366 | 1998-01-08 | 000002578893 |  | ERP-MM-DC1 | 2011-12-17 | 20
CC03 | 2210-4-CC03-PAB42CT002 | 2000217638 | 21PAB42CT002 | 210PAB42TSH02 | VACUUM PUMP -B DISCHARGE TEMP.SWITCH | RMI | GISW-TE | C | X | 202028366 | 1998-01-08 | 000002578897 |  | ERP-MM-DC1 | 2011-12-17 | 20
CC03 | 2210-4-CC03-PAB43BB001 | 2000217646 | 21PAB43BB001 | 210PAB43BB001 | WATERBOX AIR REMOVAL VACUUM CTRL TANK | RMM | GMTANK | C | X | 202028366 | 1998-01-08 | 000002578911 |  | ERP-MM-DC1 | 2011-12-17 | 20
CC03 | 2210-4-CC03-PAB43CL001 | 2000217654 | 21PAB43CL001 | 210PAB43LSH01 | VACUUM CONTROL TANK LEVEL SWITCH | RMI | GISW-LV | C | X | 202028366 | 1998-01-08 | 000002578915 |  | ERP-MM-DC1 | 2011-12-17 | 20
CC03 | 2210-4-CC03-PAB43CP000 | 2000217663 | 21PAB43CP000 | 210PAB43PSH | VACUUM CONTROL TANK PRESS.SWITCHES | RMI | GISW-CN | C | X | 202028366 | 1998-01-08 | 000002578919 |  | ERP-DLGN-EAA | 2013-03-05 | 20
CC03 | 2210-4-CC03-PAB51BR001 | 2000217671 | 21PAB51BR001 | 210PAB51BR001 | CONDNSR.CIRC WATER O/L EXPANSION JOINT-A | RMM | GMEXJT | C | X | 202028366 | 1998-01-08 | 000002578933 |  | ERP-MM-DC1 | 2011-12-17 | 20
CC03 | 2210-4-CC03-PAB52BR001 | 2000217679 | 21PAB52BR001 | 210PAB52BR001 | CONDNSR.CIRC.WATER O/L EXPANSION JOINT-B | RMM | GMEXJT | C | X | 202028366 | 1998-01-08 | 000002578937 |  | ERP-MM-DC1 | 2011-12-17 | 20
CC03 | 2210-4-CC03-PAC00CT | 2000217687 | 21PAC00CT | 210PAC00CT | LOCAL INSTRUMENTS - GROUPED | RMI | GIELMT | C | X | 202028366 | 1998-01-08 | 000002578951 |  | ERP-MM-DC1 | 2011-12-17 | 20
CC03 | 2210-4-CC03-PAC11AP001 | 2000217695 | 21PAC11AP001 | 210PAC11AP001 | CIRCULATING WATER PUMP-A | RMM | GMPUMP | B | X | 202028366 | 1998-01-08 | 000002578955 |  | ERP-MM-DC1 | 2011-12-17 | 20
CC03 | 2210-4-CC03-PAC11AP001M01 | 2000217703 | 21PAC11AP001M01 | 210PAC11AP001M1 | CIRCULATING WATER PUMP-A MOTOR | RME | GEMOTR | B | X | 202028366 | 1998-01-08 | 000002578959 |  | ERP-MM-DC1 | 2011-12-17 | 20
CC03 | 2210-4-CC03-PAC11CT000 | 2000217711 | 21PAC11CT000 | 210PAC11TSH | CIRCULATING WATER SYSTEM TEMP.SWITCHES | RMI | GISW-TE | C | X | 202028366 | 1998-01-08 | 000002578973 |  | ERP-MM-DC1 | 2011-12-17 | 20
CC03 | 2210-4-CC03-PAC11CT100 | 2000217719 | 21PAC11CT100 | 210PAC11TI | CIRCULATING WATER SYSTEM TEMP.INDICATORS | RMI | GIIN-TE | C | X | 202028366 | 1998-01-08 | 000002578977 |  | ERP-MM-DC1 | 2011-12-17 | 20
CC03 | 2210-4-CC03-PAC12AP001 | 2000217727 | 21PAC12AP001 | 210PAC12AP001 | CIRCULATING WATER PUMP-B | RMM | GMPUMP | B | X | 202028366 | 1998-01-08 | 000002578991 |  | ERP-MM-DC1 | 2011-12-17 | 20
CC03 | 2210-4-CC03-PAC12AP001M01 | 2000217735 | 21PAC12AP001M01 | 210PAC12AP001M1 | CIRCULATING WATER PUMP-B MOTOR | RME | GEMOTR | B | X | 202028366 | 1998-01-08 | 000002578995 |  | ERP-MM-DC1 | 2011-12-17 | 20
CC03 | 2210-4-CC03-PAC12CT000 | 2000217743 | 21PAC12CT000 | 210PAC12TSH | CIRCULATING WATER SYSTEM TEMP.SWITCHES | RMI | GISW-TE | C | X | 202028366 | 1998-01-08 | 000002578999 |  | ERP-MM-DC1 | 2011-12-17 | 20
CC03 | 2210-4-CC03-PAC12CT100 | 2000217751 | 21PAC12CT100 | 210PAC12TI | CIRCULATING WATER SYSTEM TEMP.INDICATORS | RMI | GIIN-TE | C | X | 202028366 | 1998-01-08 | 000002579013 |  | ERP-MM-DC1 | 2011-12-17 | 20
CC03 | 2210-4-CC03-PAC21AP001 | 2000217759 | 21PAC21AP001 | 210PAC21AP001 | CIRCULATING WATER BOOSTER PUMP-A | RMM | GMPUMP | B | X | 202028366 | 1998-01-08 | 000002579017 |  | ERP-MM-DC1 | 2011-12-17 | 20
CC03 | 2210-4-CC03-PAC21AP001M01 | 2000217767 | 21PAC21AP001M01 | 210PAC21AP001M1 | CIRCULATING WATER BOOSTER PUMP-A MOTOR | RME | GEMOTR | B | X | 202028366 | 1998-01-08 | 000002579031 |  | ERP-MM-DC1 | 2011-12-17 | 20
CC03 | 2210-4-CC03-PAC22AP001 | 2000217775 | 21PAC22AP001 | 210PAC22AP001 | CIRCULATING WATER BOOSTER PUMP-B | RMM | GMPUMP | B | X | 202028366 | 1998-01-08 | 000002579035 |  | ERP-MM-DC1 | 2011-12-17 | 20
CC03 | 2210-4-CC03-PAC22AP001M01 | 2000217783 | 21PAC22AP001M01 | 210PAC22AP001M1 | CIRCULATING WATER BOOSTER PUMP-B MOTOR | RME | GEMOTR | C | X | 202028366 | 1998-01-08 | 000002579039 |  | ERP-MM-DC1 | 2011-12-17 | 20
CC03 | 2210-4-CC03-PAH10 | 2000217791 | 21PAH10 | 210PAH10AT001 | SPONGE BALL CLEANING SYSTEM |  |  | B | X | 202028366 | 1998-01-08 | 000002579053 |  | ERP-MM-DC1 | 2011-12-17 | 20
CC03 | 2210-4-CC03-PAH10CP001 | 2000217799 | 21PAH10CP001 | 210PAH10PDT01 | BALL STRAINER-A DIFF.PRESS.TRANSMITTER | RMI | GIXM-DP | C | X | 202028366 | 1998-01-08 | 000002579057 |  | ERP-MM-DC1 | 2011-12-17 | 20
CC03 | 2210-4-CC03-PAH10CP002 | 2000217807 | 21PAH10CP002 | 210PAH10PDT02 | BALL STRAINER-B DIFF.PRESS.TRANSMITTER | RMI | GIXM-DP | C | X | 202028366 | 1998-01-08 | 000002579071 |  | ERP-MM-DC1 | 2011-12-17 | 20
CC03 | 2210-4-CC03-PAH11AT001 | 2000217815 | 21PAH11AT001 | 210PAH11AT001 | BALL STRAINER SECTION-A | RMM | GMSTRN | B | X | 202028366 | 1998-01-08 | 000002579075 |  | ERP-MM-DC1 | 2011-12-17 | 20
CC03 | 2210-4-CC03-PAH11AT001M01 | 2000217823 | 21PAH11AT001M01 | 210PAH11AT001M1 | BALL STRAINER ACTUATOR-A MOTOR | RME | GEMOTR | B | X | 202028366 | 1998-01-08 | 000002579079 |  | ERP-MM-DC1 | 2011-12-17 | 20
CC03 | 2210-4-CC03-PAH12AT001 | 2000217831 | 21PAH12AT001 | 210PAH12AT001 | BALL STRAINER SECTION-B | RMM | GMSTRN | B | X | 202028366 | 1998-01-08 | 000002579093 |  | ERP-MM-DC1 | 2011-12-17 | 20
CC03 | 2210-4-CC03-PAH12AT001M01 | 2000217839 | 21PAH12AT001M01 | 210PAH12AT001M1 | BALL STRAINER ACTUATOR-B MOTOR | RME | GEMOTR | B | X | 202028366 | 1998-01-08 | 000002579097 |  | ERP-MM-DC1 | 2011-12-17 | 20
CC03 | 2210-4-CC03-PAH21AP001 | 2000217847 | 21PAH21AP001 | 210PAH21AP001 | BALL CIRCULATION PUMP-A | RMM | GMPUMP | B | X | 202028366 | 1998-01-08 | 000002579111 |  | ERP-MM-DC1 | 2011-12-17 | 20
CC03 | 2210-4-CC03-PAH21AP001M01 | 2000217856 | 21PAH21AP001M01 | 210PAH21AP001M1 | BALL CIRCULATION PUMP-A MOTOR | RME | GEMOTR | B | X | 202028366 | 1998-01-08 | 000002579116 |  | ERP-MM-DC1 | 2011-12-17 | 20
CC03 | 2210-4-CC03-PAH22AP001 | 2000217864 | 21PAH22AP001 | 210PAH22AP001 | BALL CIRCULATION PUMP-B | RMM | GMPUMP | B | X | 202028366 | 1998-01-08 | 000002579120 |  | ERP-MM-DC1 | 2011-12-17 | 20
CC03 | 2210-4-CC03-PAH22AP001M01 | 2000217872 | 21PAH22AP001M01 | 210PAH22AP001M1 | BALL CIRCULATION PUMP-B MOTOR | RME | GEMOTR | B | X | 202028366 | 1998-01-08 | 000002579134 |  | ERP-MM-DC1 | 2011-12-17 | 20
CC03 | 2210-4-CC03-PAH30AT001 | 2000217880 | 21PAH30AT001 | 210PAH30AT001 | BALL CIRC.PUMP DISCH.BALL COLLECTOR | RMM | GMSTRN | C | X | 202028366 | 1998-01-08 | 000002579138 |  | ERP-MM-DC1 | 2011-12-17 | 20
CC03 | 2210-4-CC03-PAH30AT001M01 | 2000217888 | 21PAH30AT001M01 | 210PAH30AT001M1 | BALL COLLECTOR MOTOR | RME | GEMOTR | C | X | 202028366 | 1998-01-08 | 000002579152 |  | ERP-MM-DC1 | 2011-12-17 | 20
CC03 | 2210-4-CC03-PAV11AP001 | 2000217896 | 21PAV11AP001 | 210PAV11AP001 | LUBRICATION WATER PUMP-A | RMM | GMPUMP | B | X | 202028366 | 1998-01-08 | 000002579156 |  | ERP-MM-DC1 | 2011-12-17 | 20
CC03 | 2210-4-CC03-PAV11AP001M01 | 2000217904 | 21PAV11AP001M01 | 210PAV11AP001M1 | LUBRICATION WATER PUMP-A MOTOR | RME | GEMOTR | B | X | 202028366 | 1998-01-08 | 000002579160 |  | ERP-MM-DC1 | 2011-12-17 | 20
CC03 | 2210-4-CC03-PAV11AT001 | 2000217912 | 21PAV11AT001 | 210PAV11AT001 | LUBRICATION WATER DUPLEX FILTER-A | RMM | GMFILT | B | X | 202028366 | 1998-01-08 | 000002579174 |  | ERP-MM-DC1 | 2011-12-17 | 20
CC03 | 2210-4-CC03-PAV11CP001 | 2000217920 | 21PAV11CP001 | 210PAV11PDSH01 | LUBE.WATER FILTER-A PRESS.DIFF.SWITCH | RMI | GISW-CN | C | X | 202028366 | 1998-01-08 | 000002579178 |  | ERP-DLGN-EAA | 2013-03-05 | 20
CC03 | 2210-4-CC03-PAV11CP002 | 2000217928 | 21PAV11CP002 | 210PAV11PDI02 | LUBE.WATER DUPLX.STR-A DIFF.PR.INDICATOR | RMI | GIIN-PR | C | X | 202028366 | 1998-01-08 | 000002579192 |  | ERP-MM-DC1 | 2011-12-17 | 20
CC03 | 2210-4-CC03-PAV12AP001 | 2000217936 | 21PAV12AP001 | 210PAV12AP001 | LUBRICATION WATER PUMP-B | RMM | GMPUMP | B | X | 202028366 | 1998-01-08 | 000002579196 |  | ERP-MM-DC1 | 2011-12-17 | 20
CC03 | 2210-4-CC03-PAV12AP001M01 | 2000217944 | 21PAV12AP001M01 | 210PAV12AP001M1 | LUBRICATION WATER PUMP-B MOTOR | RME | GEMOTR | B | X | 202028366 | 1998-01-08 | 000002579200 |  | ERP-MM-DC1 | 2011-12-17 | 20
CC03 | 2210-4-CC03-PAV12AT001 | 2000217952 | 21PAV12AT001 | 210PAV12AT001 | LUBRICATION WATER DUPLEX FILTER-B | RMM | GMFILT | B | X | 202028366 | 1998-01-08 | 000002579214 |  | ERP-MM-DC1 | 2011-12-17 | 20
CC03 | 2210-4-CC03-PAV12CP001 | 2000217960 | 21PAV12CP001 | 210PAV12PDSH01 | LUBE.WATER FILTER-B PRESS.DIFF.SWITCH | RMI | GISW-CN | C | X | 202028366 | 1998-01-08 | 000002579218 |  | ERP-DLGN-EAA | 2013-03-05 | 20
CC03 | 2210-4-CC03-PAV12CP002 | 2000217968 | 21PAV12CP002 | 210PAV12PDI02 | LUBE.WATER DUPLX.STR-B DIFF.PR.INDICATOR | RMI | GIIN-PR | C | X | 202028366 | 1998-01-08 | 000002579232 |  | ERP-MM-DC1 | 2011-12-17 | 20
CC03 | 2210-4-CC03-PGB00 | 2000217976 | 21PGB00 | 210PGB00 | LOCAL INSTRUMENTS - GROUPED | RMI | GIELMT | C | X | 202028366 | 1998-01-08 | 000002579236 |  | ERP-MM-DC1 | 2011-12-17 | 20
CC03 | 2210-4-CC03-PGB10 | 2000217984 | 21PGB10 | 21PGB10 | BEARING COOLING WATER SYSTEM |  |  | C | X | 202028366 | 1998-01-08 | 000002579240 |  | ERP-MM-DC1 | 2011-12-17 | 20
CC03 | 2210-4-CC03-PGB13AA105 | 2000217992 | 21PGB13AA105 | 210PGB13HV05 | CCCW HEAT EXCHANGER-A CCCW OUTLET VALVE | RMM | GMVL-MO | B | X | 202028366 | 1998-01-08 | 000002579254 |  | ERP-MM-DC1 | 2011-12-17 | 20
CC03 | 2210-4-CC03-PGB13AA106 | 2000218000 | 21PGB13AA106 | 210PGB13HV06 | CCCW HEAT EXCHANGER-B CCCW OUTLET VALVE | RMM | GMVL-MO | B | X | 202028366 | 1998-01-08 | 000002579258 |  | ERP-MM-DC1 | 2011-12-17 | 20
CC03 | 2210-4-CC03-PGB13AA701 | 2000218008 | 21PGB13AA701 | 210PGB13HV01 | CCCW PUMP-A DISCHARGE VALVE | RMM | GMVLVE | B | X | 202028366 | 1998-01-08 | 000002579272 |  | ERP-MM-DC1 | 2011-12-17 | 20
CC03 | 2210-4-CC03-PGB13AA702 | 2000218016 | 21PGB13AA702 | 210PGB13HV02 | CCCW PUMPB DISCHARGE VALVE | RMM | GMVLVE | B | X | 202028366 | 1998-01-08 | 000002579276 |  | ERP-MM-DC1 | 2011-12-17 | 20
CC03 | 2210-4-CC03-PGB13AA703 | 2000218024 | 21PGB13AA703 | 210PGB13HV03 | CCCW HEAT EXCHANGER-A INLET VALVE | RMM | GMVLVE | B | X | 202028366 | 1998-01-08 | 000002579280 |  | ERP-MM-DC1 | 2011-12-17 | 20
CC03 | 2210-4-CC03-PGB13AA704 | 2000218032 | 21PGB13AA704 | 210PGB13HV04 | CCCW HEAT EXCHANGER-B INLET VALVE | RMM | GMVLVE | B | X | 202028366 | 1998-01-08 | 000002579294 |  | ERP-MM-DC1 | 2011-12-17 | 20
CC03 | 2210-4-CC03-PGB13BR001 | 2000218040 | 21PGB13BR001 | 210PGB13BR001 | CLOSED COOLING WATER SYSTEM PIPING | RMM | GMPIPE | C | X | 202028366 | 1998-01-08 | 000002579298 |  | ERP-MM-DC1 | 2011-12-17 | 20
CC03 | 2210-4-CC03-PGB13CP001 | 2000218048 | 21PGB13CP001 | 210PGB13PI01 | CCCW PUMP-A DISCHARGE PRESS INDICATOR | RMI | GIIN-PR | C | X | 202028366 | 1998-01-08 | 000002579312 |  | ERP-MM-DC1 | 2011-12-17 | 20
CC03 | 2210-4-CC03-PGB13CP002 | 2000218056 | 21PGB13CP002 | 210PGB13PI02 | CCCW PUMP-B DISCHARGE PRESS INDICATOR | RMI | GIIN-PR | C | X | 202028366 | 1998-01-08 | 000002579316 |  | ERP-MM-DC1 | 2011-12-17 | 20
CC03 | 2210-4-CC03-PGB13CP003 | 2000218064 | 21PGB13CP003 | 210PGB13PT03 | CCCW PUMPS DISCHARGE PRESS.TRANSMITTER | RMI | GIXM-DP | C | X | 202028366 | 1998-01-08 | 000002579320 |  | ERP-MM-DC1 | 2011-12-17 | 20
CC03 | 2210-4-CC03-PGB13CP004 | 2000218072 | 21PGB13CP004 | 210PGB13PSL04 | CCCW PUMPS DISCHARGE PRESS.SWITCH-LOW | RMI | GISW-CN | C | X | 202028366 | 1998-01-08 | 000002579334 |  | ERP-DLGN-EAA | 2013-03-05 | 20
CC03 | 2210-4-CC03-PGB13CP005 | 2000218080 | 21PGB13CP005 | 210PGB13PSHH05 | CCCW PUMPS DISCHARGE PRESS.SWITCH-HIGH | RMI | GISW-CN | C | X | 202028366 | 1998-01-08 | 000002579338 |  | ERP-DLGN-EAA | 2013-03-05 | 20
CC03 | 2210-4-CC03-PGB13CP006 | 2000218088 | 21PGB13CP006 | 210PGB13PI06 | CCCW HEAT EXCHANGER-A INLET PR.INDICATOR | RMI | GIIN-PR | C | X | 202028366 | 1998-01-08 | 000002579352 |  | ERP-MM-DC1 | 2011-12-17 | 20
CC03 | 2210-4-CC03-PGB13CP007 | 2000218096 | 21PGB13CP007 | 210PGB13PI07 | CCCW HEAT EXCHANGER-B INLET PR.INDICATOR | RMI | GIIN-PR | C | X | 202028366 | 1998-01-08 | 000002579356 |  | ERP-MM-DC1 | 2011-12-17 | 20
CC03 | 2210-4-CC03-PGB13CP008 | 2000218104 | 21PGB13CP008 | 210PGB13PI08 | CCCW HEAT EXCHANGERS O/L PRESS INDICATOR | RMI | GIIN-PR | C | X | 202028366 | 1998-01-08 | 000002579360 |  | ERP-MM-DC1 | 2011-12-17 | 20
CC03 | 2210-4-CC03-PGB13CP009 | 2000218112 | 21PGB13CP009 | 210PGB13PI09 | CCCW SUPPLY PRESSURE INDICATOR | RMI | GIIN-PR | C | X | 202028366 | 1998-01-08 | 000002579374 |  | ERP-MM-DC1 | 2011-12-17 | 20
CC03 | 2210-4-CC03-PGB13CP010 | 2000218120 | 21PGB13CP010 | 210PGB13PI10 | ST.GENR.H2 COOLR.CCCW I/L PRESS.INDICATR | RMI | GIIN-PR | C | X | 202028366 | 1998-01-08 | 000002579378 |  | ERP-MM-DC1 | 2011-12-17 | 20
CC03 | 2210-4-CC03-PGB13CP014 | 2000218128 | 21PGB13CP014 | 210PGB13PT14 | CCCW PUMPS DISCHARGE PRESS.TRANSMITTER | RMI | GIXM-DP | C | X | 202028366 | 1998-01-08 | 000002579392 |  | ERP-MM-DC1 | 2011-12-17 | 20
CC03 | 2210-4-CC03-PGB13CP015 | 2000218136 | 21PGB13CP015 | 210PGB13PSL15 | CCCW HEAT EXCHANGERS O/L PRESS.SWITCH | RMI | GISW-CN | C | X | 202028366 | 1998-01-08 | 000002579396 |  | ERP-DLGN-EAA | 2013-03-05 | 20
CC03 | 2210-4-CC03-PGB13CT001 | 2000218144 | 21PGB13CT001 | 210PGB13TI01 | CCCW PUMPS DISCH.TEMP INDICATOR | RMI | GIIN-TE | C | X | 202028366 | 1998-01-08 | 000002579400 |  | ERP-MM-DC1 | 2011-12-17 | 20
CC03 | 2210-4-CC03-PGB13CT002 | 2000218152 | 21PGB13CT002 | 210PGB13TI02 | CCCW HEAT EXCHANGERS O/L TEMP.INDICATOR | RMI | GIIN-TE | C | X | 202028366 | 1998-01-08 | 000002579414 |  | ERP-MM-DC1 | 2011-12-17 | 20
CC03 | 2210-4-CC03-PGB13CT003 | 2000218160 | 21PGB13CT003 | 210PGB13TE03 | CCCW HEAT EXCHANGERS O/L TEMP.ELEMENT | RMI | GIEL-TE | C | X | 202028366 | 1998-01-08 | 000002579418 |  | ERP-MM-DC1 | 2011-12-17 | 20
CC03 | 2210-4-CC03-PGB13CT004 | 2000218168 | 21PGB13CT004 | 210PGB13TI/TW04 | CCCW SUPPLY TEMPERATURE INDICATOR | RMI | GIIN-TE | C | X | 202028366 | 1998-01-08 | 000002579432 |  | ERP-MM-DC1 | 2011-12-17 | 20
CC03 | 2210-4-CC03-PGB13CT005 | 2000218176 | 21PGB13CT005 | 210PGB13TI/TW05 | ST.GENR.H2 COOLR.CCCW I/L TEMP.INDICATOR | RMI | GIIN-TE | C | X | 202028366 | 1998-01-08 | 000002579436 |  | ERP-MM-DC1 | 2011-12-17 | 20
CC03 | 2210-4-CC03-PGB13CT006 | 2000218184 | 21PGB13CT006 | 210PGB13TE06 | CCCW PUMPS DISCH. TEMPERATURE ELEMENT | RMI | GIEL-TE | C | X | 202028366 | 1998-01-08 | 000002579440 |  | ERP-MM-DC1 | 2011-12-17 | 20
CC03 | 2210-4-CC03-PGB14AA302 | 2000218192 | 21PGB14AA302 | 210PGB14PSV02 | COND.EXT.PUMP-A CCCW OUTLET SAFETY VALVE | RMM | GMVL-RE | C | X | 202028366 | 1998-01-08 | 000002579454 |  | ERP-MM-DC1 | 2011-12-17 | 20
CC03 | 2210-4-CC03-PGB14AA303 | 2000218200 | 21PGB14AA303 | 210PGB14PSV03 | COND.EXT.PUMP-B CCCW OUTLET SAFETY VALVE | RMM | GMVL-RE | C | X | 202028366 | 1998-01-08 | 000002579458 |  | ERP-MM-DC1 | 2011-12-17 | 20
CC03 | 2210-4-CC03-PGB14AA307 | 2000218208 | 21PGB14AA307 | 210PGB14PSV07 | H2 GAS DRIER COOLR.CCCW O/L SFTY.RLF.V/V | RMM | GMVL-RE | C | X | 202028366 | 1998-01-08 | 000002579472 |  | ERP-MM-DC1 | 2011-12-17 | 20
CC03 | 2210-4-CC03-PGB14AA701 | 2000218216 | 21PGB14AA701 | 210PGB14AA701 | COND.EXT.PUMP-A CCCW INLET VALVE | RMM | GMVLVE | B | X | 202028366 | 1998-01-08 | 000002579476 |  | ERP-MM-DC1 | 2011-12-17 | 20
CC03 | 2210-4-CC03-PGB14AA702 | 2000218224 | 21PGB14AA702 | 210PGB14AA702 | COND.EXT.PUMP-B CCCW INLET VALVE | RMM | GMVLVE | B | X | 202028366 | 1998-01-08 | 000002579480 |  | ERP-MM-DC1 | 2011-12-17 | 20
CC03 | 2210-4-CC03-PGB14AA703 | 2000218232 | 21PGB14AA703 | 210PGB14AA703 | COND.EXT.PUMP-A CCCW OUTLET VALVE | RMM | GMVLVE | B | X | 202028366 | 1998-01-08 | 000002579494 |  | ERP-MM-DC1 | 2011-12-17 | 20
CC03 | 2210-4-CC03-PGB14AA704 | 2000218240 | 21PGB14AA704 | 210PGB14AA704 | COND.EXT.PUMP-B CCCW OUTLET VALVE | RMM | GMVLVE | B | X | 202028366 | 1998-01-08 | 000002579498 |  | ERP-MM-DC1 | 2011-12-17 | 20
CC03 | 2210-4-CC03-PGB14CF001 | 2000218248 | 21PGB14CF001 | 210PGB14FI/FS01 | COND.EXT.PUMP-A CCCW O/L FLOW SWITCH | RMI | GISW-FLW | C | X | 202028366 | 1998-01-08 | 000002579512 |  | ERP-MM-DC1 | 2011-12-17 | 20
CC03 | 2210-4-CC03-PGB14CF002 | 2000218256 | 21PGB14CF002 | 210PGB14FI/FS02 | COND.EXT.PUMP-B CCCW O/L FLOW SWITCH | RMI | GISW-FLW | C | X | 202028366 | 1998-01-08 | 000002579516 |  | ERP-MM-DC1 | 2011-12-17 | 20
CC03 | 2210-4-CC03-PGB14CF003 | 2000218264 | 21PGB14CF003 | 210PGB14FG03 | H2 GAS DRIER COOLER CCCW O/L FLOW INDCTR | RMI | GIIN-FL | C | X | 202028366 | 1998-01-08 | 000002579520 |  | ERP-MM-DC1 | 2011-12-17 | 20
CC03 | 2210-4-CC03-PGB14CF004 | 2000218272 | 21PGB14CF004 | 210PGB14FG04 | ST.GENR.H2 COOLR.CCCW O/L FLOW.INDICATOR | RMI | GIIN-FL | C | X | 202028366 | 1998-01-08 | 000002579534 |  | ERP-MM-DC1 | 2011-12-17 | 20
CC03 | 2210-4-CC03-PGB14CP001 | 2000218280 | 21PGB14CP001 | 210PGB14PI01 | CCCW RETURN LINE LINE PRESS.INDICATOR | RMI | GIIN-PR | C | X | 202028366 | 1998-01-08 | 000002579538 |  | ERP-MM-DC1 | 2011-12-17 | 20
CC03 | 2210-4-CC03-PGB14CP005 | 2000218288 | 21PGB14CP005 | 210PG14PI05 | ST.GENR.H2 COOLR.CCCW O/ PRESS.INDICATOR | RMI | GIIN-PR | C | X | 202028366 | 1998-01-08 | 000002579552 |  | ERP-MM-DC1 | 2011-12-17 | 20
CC03 | 2210-4-CC03-PGB14CT002 | 2000218296 | 21PGB14CT002 | 210PGB14TI/TW | H2 GAS DRIER COOLR.CCCW O/L TEMP.INDICTR | RMI | GIIN-TE | C | X | 202028366 | 1998-01-08 | 000002579556 |  | ERP-MM-DC1 | 2011-12-17 | 20
CC03 | 2210-4-CC03-PGB14CT003 | 2000218304 | 21PGB14CT003 | 210PGB14TI03 | COND. EXT.PUMPS CCCW O/L TEMP.INDICATOR | RMI | GIIN-TE | C | X | 202028366 | 1998-01-08 | 000002579560 |  | ERP-MM-DC1 | 2011-12-17 | 20
CC03 | 2210-4-CC03-PGB15AA300 | 2000218312 | 21PGB15AA300 | 210PGB15PSV | ST.HYD.POWER UNIT CCCW O/L SAFETY VALVES | RMM | GMVL-RE | C | X | 202028366 | 1998-01-08 | 000002579574 |  | ERP-MM-DC1 | 2011-12-17 | 20
CC03 | 2210-4-CC03-PGB15AA301 | 2000218320 | 21PGB15AA301 | 210PGB15PSV01 | S.T.HYD.POWER UNIT CCCW O/L SAFETY VALVE | RMM | GMVL-RE | C | X | 202028366 | 1998-01-08 | 000002579578 |  | ERP-MM-DC1 | 2011-12-17 | 20
CC03 | 2210-4-CC03-PGB15AA302 | 2000218328 | 21PGB15AA302 | 21PGB15PSV02 | S.T.HYD.POWER UNIT CCCW O/L SAFETY VALVE | RMM | GMVL-RE | C | X | 202028366 | 1998-01-08 | 000002579592 |  | ERP-MM-DC1 | 2011-12-17 | 20
CC03 | 2210-4-CC03-PGB15AA700 | 2000218336 | 21PGB15AA700 | 210PGB15AA700 | ST.HYD.POWER UNIT CCCW I/L VALVES | RMM | GMVLVE | C | X | 202028366 | 1998-01-08 | 000002579596 |  | ERP-MM-DC1 | 2011-12-17 | 20
CC03 | 2210-4-CC03-PGB15CF001 | 2000218344 | 21PGB15CF001 | 210PGB15FG01 | ST.HYD.POWER UNIT CCCW O/L FLOW INDICATR | RMI | GIIN-FL | C | X | 202028366 | 1998-01-08 | 000002579600 |  | ERP-MM-DC1 | 2011-12-17 | 20
CC03 | 2210-4-CC03-PGB15CT001 | 2000218352 | 21PGB15CT001 | 210PGB15TI/TW | ST.HYD.POWER UNIT CCCW O/L TEMP.INDICATR | RMI | GIIN-TE | C | X | 202028366 | 1998-01-08 | 000002579614 |  | ERP-MM-DC1 | 2011-12-17 | 20
CC03 | 2210-4-CC03-PGB16AA002 | 2000218360 | 21PGB16AA002 | 210PGB16TV02 | ST.LUBE OIL COOLR.CCCW O/L TEMP CONT.V/V | RMM | GMVL-BA | B | X | 202028366 | 1998-01-08 | 000002579618 |  | ERP-MM-DC1 | 2011-12-17 | 20
CC03 | 2210-4-CC03-PGB16AA300 | 2000218368 | 21PGB16AA300 | 210PGB16PSV | ST.LUBE OIL COOLR.CCCW O/L SAFETY VALVE | RMM | GMVL-RE | C | X | 202028366 | 1998-01-08 | 000002579632 |  | ERP-MM-DC1 | 2011-12-17 | 20
CC03 | 2210-4-CC03-PGB16AA302 | 2000218376 | 21PGB16AA302 | 210PGB16PSV02 | S.T.LUB.OIL COOLER CCCW O/L SAFETY VALVE | RMM | GMVL-RE | C | X | 202028366 | 1998-01-08 | 000002579636 |  | ERP-MM-DC1 | 2011-12-17 | 20
CC03 | 2210-4-CC03-PGB16AA303 | 2000218384 | 21PGB16AA303 | 210PGB16PSV03 | S.T.LUB.OIL COOLER CCCW O/L SAFETY VALVE | RMM | GMVL-RE | C | X | 202028366 | 1998-01-08 | 000002579640 |  | ERP-MM-DC1 | 2011-12-17 | 20
CC03 | 2210-4-CC03-PGB16AA700 | 2000218392 | 21PGB16AA700 | 210PGB16AA700 | ST.LUBE OIL COOLR.CCCW INLET VALVES | RMM | GMVLVE | B | X | 202028366 | 1998-01-08 | 000002579654 |  | ERP-MM-DC1 | 2011-12-17 | 20
CC03 | 2210-4-CC03-PGB16CF001 | 2000218400 | 21PGB16CF001 | 210PGB16FG01 | ST.LUBE OIL COOLR.CCCW O/L FLOW INDICATR | RMI | GIIN-FL | C | X | 202028366 | 1998-01-08 | 000002579658 |  | ERP-MM-DC1 | 2011-12-17 | 20
CC03 | 2210-4-CC03-PGB16CP004 | 2000218408 | 21PGB16CP004 | 210PGB16PI04 | ST.LUBE OIL COOLR.CCCW RETURN PR.INDICTR | RMI | GIIN-PR | C | X | 202028366 | 1998-01-08 | 000002579672 |  | ERP-MM-DC1 | 2011-12-17 | 20
CC03 | 2210-4-CC03-PGB16CT001 | 2000218416 | 21PGB16CT001 | 210PGB16TI/TW | ST.LUBE OIL COOLR.CCCW O/L TEMP INDICATR | RMI | GIIN-TE | C | X | 202028366 | 1998-01-08 | 000002579676 |  | ERP-MM-DC1 | 2011-12-17 | 20
CC03 | 2210-4-CC03-PGB17AA301 | 2000218424 | 21PGB17AA301 | 210PGB17PSV01 | WAT.BOX CCCW O/L SAFETY RELIEF VALVE | RMM | GMVL-RE | C | X | 202028366 | 1998-01-08 | 000002579680 |  | ERP-MM-DC1 | 2011-12-17 | 20
CC03 | 2210-4-CC03-PGB17CF001 | 2000218432 | 21PGB17CF001 | 210PGB17FS01 | WAT.BOX CCCW O/L FLOW SWITCH | RMI | GISW-FLW | C | X | 202028366 | 1998-01-08 | 000002579694 |  | ERP-MM-DC1 | 2011-12-17 | 20
CC03 | 2210-4-CC03-PGB17CT001 | 2000218440 | 21PGB17CT001 | 210PGB17TI01 | WAT.BOX CCCW O/L TEMP.INDICATOR | RMI | GIIN-TE | C | X | 202028366 | 1998-01-08 | 000002579698 |  | ERP-MM-DC1 | 2011-12-17 | 20
CC03 | 2210-4-CC03-PGB30BB001 | 2000218448 | 21PGB30BB001 | 210PGB30BB001 | CLOSED CIRC.COOLING WATER EXPANSION TANK | RMM | GMTANK | B | X | 202028366 | 1998-01-08 | 000002579712 |  | ERP-MM-DC1 | 2011-12-17 | 20
CC03 | 2210-4-CC03-PGB35AA701 | 2000218456 | 21PGB35AA701 | 210PGB35HV01 | CCCW PUMP-A SUCTION VALVE | RMM | GMVLVE | B | X | 202028366 | 1998-01-08 | 000002579716 |  | ERP-MM-DC1 | 2011-12-17 | 20
CC03 | 2210-4-CC03-PGB35AA702 | 2000218464 | 21PGB35AA702 | 210PGB35HV02 | CCCW PUMP-B SUCTION VALVE | RMM | GMVLVE | B | X | 202028366 | 1998-01-08 | 000002579720 |  | ERP-MM-DC1 | 2011-12-17 | 20
CC03 | 2210-4-CC03-PGB35AT001 | 2000218472 | 21PGB35AT001 | 210PGB35AT001 | CCCW PUMP-A SUCTION STRAINER | RMM | GMSTRN | B | X | 202028366 | 1998-01-08 | 000002579734 |  | ERP-MM-DC1 | 2011-12-17 | 20
CC03 | 2210-4-CC03-PGB35AT002 | 2000218480 | 21PGB35AT002 | 210PGB35AT002 | CCCW PUMP-B SUCTION STRAINER | RMM | GMSTRN | B | X | 202028366 | 1998-01-08 | 000002579738 |  | ERP-MM-DC1 | 2011-12-17 | 20
CC03 | 2210-4-CC03-PGB35CP001 | 2000218488 | 21PGB35CP001 | 210PB35PDI01 | CCCW PUMP-A SUCT.STR.DIFF.PRESS INDICATR | RMI | GIIN-PR | C | X | 202028366 | 1998-01-08 | 000002579752 |  | ERP-MM-DC1 | 2011-12-17 | 20
CC03 | 2210-4-CC03-PGB35CP002 | 2000218496 | 21PGB35CP002 | 21PGB35PI02 | CCCW PUMP-A SUCTION PRESS INDICATOR | RMI | GIIN-PR | B | X | 202028366 | 1998-01-08 | 000002579756 |  | ERP-MM-DC1 | 2011-12-17 | 20
CC03 | 2210-4-CC03-PGB35CP003 | 2000218504 | 21PGB35CP003 | 210PGB35PDI03 | CCCW PUMP-B SUCT.STR.DIFF.PRESS INDICATR | RMI | GIIN-PR | C | X | 202028366 | 1998-01-08 | 000002579760 |  | ERP-MM-DC1 | 2011-12-17 | 20
CC03 | 2210-4-CC03-PGB35CP004 | 2000218512 | 21PGB35CP004 | 210PGB35PI04 | CCCW PUMP-B SUCTION PRESS INDICATOR | RMI | GIIN-PR | B | X | 202028366 | 1998-01-08 | 000002579774 |  | ERP-MM-DC1 | 2011-12-17 | 20
CC03 | 2210-4-CC03-PGC11AP001 | 2000218520 | 21PGC11AP001 | 210PGC11AP001 | CLOSED CIRCUIT COOLING WATER PUMP-A | RMM | GMPUMP | B | X | 202028366 | 1998-01-08 | 000002579778 |  | ERP-MM-DC1 | 2011-12-17 | 20
CC03 | 2210-4-CC03-PGC11AP001M01 | 2000218528 | 21PGC11AP001M01 | 210PGC11AP001M1 | CLOSED CIRCUIT COOL. WATER PUMP-A MOTOR | RME | GEMOTR | B | X | 202028366 | 1998-01-08 | 000002579792 |  | ERP-MM-DC1 | 2011-12-17 | 20
CC03 | 2210-4-CC03-PGC12AP001 | 2000218536 | 21PGC12AP001 | 210PGC12AP001 | CLOSED CIRCUIT COOLING WATER PUMP-B | RMM | GMPUMP | B | X | 202028366 | 1998-01-08 | 000002579796 |  | ERP-MM-DC1 | 2011-12-17 | 20
CC03 | 2210-4-CC03-PGC12AP001M01 | 2000218544 | 21PGC12AP001M01 | 210PGC12AP001M1 | CLOSED CIRCUIT COOL. WATER PUMP-B MOTOR | RME | GEMOTR | B | X | 202028366 | 1998-01-08 | 000002579800 |  | ERP-MM-DC1 | 2011-12-17 | 20
CC03 | 2210-4-CC03-PGD21AC001 | 2000218552 | 21PGD21AC001 | 210PGD21AC001 | CLOSED CIRC.COOLING WAT.HEAT EXCHANGER-A | RME | GEMOTR | B | X | 202028366 | 1998-01-08 | 000002579814 |  | ERP-MM-DC1 | 2011-12-17 | 20
CC03 | 2210-4-CC03-PGD22AC001 | 2000218560 | 21PGD22AC001 | 210PGD22AC001 | CLOSED CIRC.COOLING WAT.HEAT EXCHANGER-B | RMM | GMEX-HE | B | X | 202028366 | 1998-01-08 | 000002579818 |  | ERP-MM-DC1 | 2011-12-17 | 20
CC03 | 2210-4-CC03-PGF30BB001 | 2000218568 | 21PGF30BB001 | 210PGF30BB001 | CLOSED CIRCUIT COOL WATER EXPANSION TANK | RMM | GMTANK | B | X | 202028366 | 1998-01-08 | 000002579832 |  | ERP-MM-DC1 | 2011-12-17 | 20
CC03 | 2210-4-CC03-PGF30CL001 | 2000218576 | 21PGF30CL001 | 210PGF30LT01 | CCCW EXPANSION TANK LEVEL TRANSMITTER | RMI | GIXM-LC | C | X | 202028366 | 1998-01-08 | 000002579836 |  | ERP-MM-DC1 | 2011-12-17 | 20
CC03 | 2210-4-CC03-PGF30CL002 | 2000218584 | 21PGF30CL002 | 210PGF30LG02 | CCCW EXPANSION TANK LEVEL GAUGE | RMI | GIIN-LV | B | X | 202028366 | 1998-01-08 | 000002579840 |  | ERP-MM-DC1 | 2011-12-17 | 20
CC03 | 2210-4-CC03-PGF30CL003 | 2000218592 | 21PGF30CL003 | 210PGF30LSLL03 | CCCW EXPANSION TANK LEVEL SWITCH | RMI | GISW-LV | C | X | 202028366 | 1998-01-08 | 000002579854 |  | ERP-MM-DC1 | 2011-12-17 | 20
CC03 | 2210-4-CC03-PHQ00 | 2000218600 | 21PHQ00 | 210PHQ00 | LOCAL INSTRUMENTS - GROUPED | RMI | GIELMT | C | X | 202028366 | 1998-01-08 | 000002579858 |  | ERP-MM-DC1 | 2011-12-17 | 20
CC03 | 2210-4-CC03-PHQ10 | 2000218608 | 21PHQ10 | 210PHQ10 | CCCW HYDRAZINE FEED SYSTEM |  |  | B | X | 202028366 | 1998-01-08 | 000002579872 |  | ERP-MM-DC1 | 2011-12-17 | 20
CC03 | 2210-4-CC03-PHQ10AP001 | 2000218616 | 21PHQ10AP001 | 210PHQ10AP001 | CCCW HYDRAZINE PORTABLE FILL PUMP | RMM | GMPUMP | B | X | 202028366 | 1998-01-08 | 000002579876 |  | ERP-MM-DC1 | 2011-12-17 | 20
CC03 | 2210-4-CC03-PHQ10AP001M01 | 2000218624 | 21PHQ10AP001M01 | 210PHQ10AP001M1 | CCCW HYDRAZINE PORTABLE FILL PUMP MOTOR | RME | GEMOTR | B | X | 202028366 | 1998-01-08 | 000002579880 |  | ERP-MM-DC1 | 2011-12-17 | 20
CC03 | 2210-4-CC03-PHQ10BB001 | 2000218632 | 21PHQ10BB001 | 210PHQ10BB001 | CCCW HYDRAZINE DRUM | RMM | GMVESL | B | X | 202028366 | 1998-01-08 | 000002579894 |  | ERP-MM-DC1 | 2011-12-17 | 20
CC03 | 2210-4-CC03-PHQ20AM001 | 2000218640 | 21PHQ20AM001 | 210PHQ20AM001 | CCCW HYDRAZINE TANK MIXER | RMM | GMMIXR | B | X | 202028366 | 1998-01-08 | 000002579898 |  | ERP-MM-DC1 | 2011-12-17 | 20
CC03 | 2210-4-CC03-PHQ20AM001M01 | 2000218648 | 21PHQ20AM001M01 | 210PHQ20AM001M1 | CCCW HYDRAZINE TANK MIXER MOTOR | RME | GEMOTR | B | X | 202028366 | 1998-01-08 | 000002579912 |  | ERP-MM-DC1 | 2011-12-17 | 20
CC03 | 2210-4-CC03-PHQ20BB001 | 2000218656 | 21PHQ20BB001 | 210PHQ20BB001 | CCCW HYDRAZINE STORAGE TANK | RMM | GMTANK | B | X | 202028366 | 1998-01-08 | 000002579916 |  | ERP-MM-DC1 | 2011-12-17 | 20
CC03 | 2210-4-CC03-PHQ20CL001 | 2000218664 | 21PHQ20CL001 | 210PHQ20LG01 | CCCW HYDRAZINE STOR.TANK LEVEL INDICATOR | RMI | GIIN-LV | C | X | 202028366 | 1998-01-08 | 000002579920 |  | ERP-MM-DC1 | 2011-12-17 | 20
CC03 | 2210-4-CC03-PHQ20CL002 | 2000218672 | 21PHQ20CL002 | 210PHQ20LSL02 | CCCW HYDRAZINE STORAGE TANK LEVEL SWITCH | RMI | GISW-LV | C | X | 202028366 | 1998-01-08 | 000002579934 |  | ERP-MM-DC1 | 2011-12-17 | 20
CC03 | 2210-4-CC03-PHQ21AP001 | 2000218680 | 21PHQ21AP001 | 210PHQ21AP001 | CCCW HYDRAZINE INJECTION PUMP-A | RMM | GMPUMP | B | X | 202028366 | 1998-01-08 | 000002579938 |  | ERP-MM-DC1 | 2011-12-17 | 20
CC03 | 2210-4-CC03-PHQ21AP001M01 | 2000218688 | 21PHQ21AP001M01 | 210PHQ21AP001M1 | CCCW HYDRAZINE INJECTION PUMP-A MOTOR | RME | GEMOTR | B | X | 202028366 | 1998-01-08 | 000002579952 |  | ERP-MM-DC1 | 2011-12-17 | 20
CC03 | 2210-4-CC03-PHQ22AP001 | 2000218696 | 21PHQ22AP001 | 210PHQ22AP001 | CCCW HYDRAZINE INJECTION PUMP-B | RMM | GMPUMP | B | X | 202028366 | 1998-01-08 | 000002579956 |  | ERP-MM-DC1 | 2011-12-17 | 20
CC03 | 2210-4-CC03-PHQ22AP001M01 | 2000218704 | 21PHQ22AP001M01 | 210PHQ22AP001M1 | CCCW HYDRAZINE INJECTION PUMP-B MOTOR | RME | GEMOTR | B | X | 202028366 | 1998-01-08 | 000002579960 |  | ERP-MM-DC1 | 2011-12-17 | 20
CC03 | 2210-4-CC03-QUL00 | 2000218712 | 21QUL00 | 210QUL00 | LOCAL INSTRUMENTS-GROUPED | RMI | GIELMT | C | X | 202028366 | 1998-01-08 | 000002579974 |  | ERP-MM-DC1 | 2011-12-17 | 20
CC03 | 2210-4-CC03-QUL00CQ | 2000218720 | 21QUL00CQ | 210QUL00CQ | ANALYSER - GROUPED | RMI | GIANLZ | C | X | 202028366 | 1998-01-08 | 000002579978 |  | ERP-MM-DC1 | 2011-12-17 | 20
CC03 | 2210-4-CC03-QUL10AC001 | 2000218728 | 21QUL10AC001 | 210QUL10AC001 | CONDENSATE & CCCW SAMPLING ANALYZER CHIL | RMM | GMEX-HE | B | X | 202028366 | 1998-01-08 | 000002579992 |  | ERP-MM-DC1 | 2011-12-17 | 20
CC03 | 2210-4-CC03-QUL10BF001 | 2000218736 | 21QUL10BF001 | 21QUL10BF001 | CONDENSATE & CCCW SAMPLING ANALYSER | RMI | GIANLZ | B | X | 202028366 | 1998-01-08 | 000002579996 |  | ERP-MM-DC1 | 2011-12-17 | 20
CC03 | 2210-4-CC03-QUL10BF001M | 2000218744 | 21QUL10BF001M | 21QUL10BF001 | ANALYZERS | RMI | GIANLZ | B | X | 202028366 | 1998-01-08 | 000002580000 |  | ERP-MM-DC1 | 2011-12-17 | 20
CC03 | 2210-4-CC03-QUL20AA002 | 2000218752 | 21QUL20AA002 | 210QUL20TCV02 | SAMPL.SYS.S.H.STEAM THERMAL SHUTT OF V\V | RMM | GMVL-BA | B | X | 202028366 | 1998-01-08 | 000002580014 |  | ERP-MM-DC1 | 2011-12-17 | 20
CC03 | 2210-4-CC03-QUL20AA303 | 2000218760 | 21QUL20AA303 | 210QUL20PSV03 | SAMP.SYS.SH.STEAM PRESS RELIEF VALVE | RMM | GMVL-RE | B | X | 202028366 | 1998-01-08 | 000002580018 |  | ERP-MM-DC1 | 2011-12-17 | 20
CC03 | 2210-4-CC03-QUL20AA701 | 2000218768 | 21QUL20AA701 | 210QUL20HCV01 | SAMP.SYS.SH.STEAM ISOLATION VALVE | RMM | GMVLVE | B | X | 202028366 | 1998-01-08 | 000002580032 |  | ERP-MM-DC1 | 2011-12-17 | 20
CC03 | 2210-4-CC03-QUL20AT001 | 2000218776 | 21QUL20AT001 | 210QUL20AT001 | SAMP.SYS.SH.STEAM Y-TYPE STRAINER | RMM | GMSTRN | B | X | 202028366 | 1998-01-08 | 000002580036 |  | ERP-MM-DC1 | 2011-12-17 | 20
CC03 | 2210-4-CC03-QUL20CF000 | 2000218784 | 21QUL20CF000 | 210QUL20FI | SAMP.SYS.SH.STEAM FLOW INDICATOR | RMI | GIIN-FL | B | X | 202028366 | 1998-01-08 | 000002580040 |  | ERP-MM-DC1 | 2011-12-17 | 20
CC03 | 2210-4-CC03-QUL20CP001 | 2000218793 | 21QUL20CP001 | 210QUL20PI01 | SAMPLING SYS.SUP.H.STEAM PRESS.INDICATOR | RMI | GIIN-PR | C | X | 202028366 | 1998-01-08 | 000002580054 |  | ERP-MM-DC1 | 2011-12-17 | 20
CC03 | 2210-4-CC03-QUL20CP002 | 2000218801 | 21QUL20CP002 | 210QUL20PSL02 | SAMPLING SYS.SUPER H.STEAM PRESS.SWITCH | RMI | GISW-CN | C | X | 202028366 | 1998-01-08 | 000002580058 |  | ERP-DLGN-EAA | 2013-03-05 | 20
CC03 | 2210-4-CC03-QUL20CQ001 | 2000218808 | 21QUL20CQ001 | 210QUL20AIT01 | MAIN STEAM LINE CONDUCTIVITY ANALYSER | RMI | GIANLZ | C | X | 202028366 | 1998-01-08 | 000002580072 |  | ERP-MM-DC1 | 2011-12-17 | 20
CC03 | 2210-4-CC03-QUL20CQ002 | 2000218816 | 21QUL20CQ002 | 210QUL20AIT02 | MAIN STEAM LINE PH ANALYSER | RMI | GIANLZ | C | X | 202028366 | 1998-01-08 | 000002580076 |  | ERP-MM-DC1 | 2011-12-17 | 20
CC03 | 2210-4-CC03-QUL20CT001 | 2000218824 | 21QUL20CT001 | 210QUL20TI01 | SAMP.SYS.SH.STEAM TEMP.INDICATOR AFT TCV | RMI | GIIN-TE | B | X | 202028366 | 1998-01-08 | 000002580080 |  | ERP-MM-DC1 | 2011-12-17 | 20
CC03 | 2210-4-CC03-QUL20CT003 | 2000218832 | 21QUL20CT003 | 210QUL20TI03 | SAMP.SYS.SH.STEAM TEMP.INDICATOR BEF.TCV | RMI | GIIN-TE | B | X | 202028366 | 1998-01-08 | 000002580094 |  | ERP-MM-DC1 | 2011-12-17 | 20
CC03 | 2210-4-CC03-QUL35AA003 | 2000218840 | 21QUL35AA003 | 210QUL35PCV03 | SAMP.SYS.DM.WATER SINK BYPASS CONT.VALVE | RMM | GMVL-BA | C | X | 202028366 | 1998-01-08 | 000002580098 |  | ERP-MM-DC1 | 2011-12-17 | 20
CC03 | 2210-4-CC03-QUL35AA007 | 2000218848 | 21QUL35AA007 | 210QUL35PCV07 | SAMP.SYS.COND.SINK BYPASS CONTROL VALVE | RMM | GMVL-BA | C | X | 202028366 | 1998-01-08 | 000002580112 |  | ERP-MM-DC1 | 2011-12-17 | 20
CC03 | 2210-4-CC03-QUL35AA308 | 2000218856 | 21QUL35AA308 | 210QUL35PSV08 | SAMP.SYS.CONDENSATE LINE PR.RELIEF VALVE | RMM | GMVL-RE | C | X | 202028366 | 1998-01-08 | 000002580116 |  | ERP-MM-DC1 | 2011-12-17 | 20
CC03 | 2210-4-CC03-QUL35CF001 | 2000218864 | 21QUL35CF001 | 210QUL35FI1 | SAMP.SYS.DEMIN.WATER FLOW INDICATOR | RMI | GIIN-FL | B | X | 202028366 | 1998-01-08 | 000002580120 |  | ERP-MM-DC1 | 2011-12-17 | 20
CC03 | 2210-4-CC03-QUL35CF002 | 2000218872 | 21QUL35CF002 | 210QUL35FI25 | SAMP.SYS.CONDENSATE FLOW INDICATORS | RMI | GIIN-FL | B | X | 202028366 | 1998-01-08 | 000002580134 |  | ERP-MM-DC1 | 2011-12-17 | 20
CC03 | 2210-4-CC03-QUL35CP001 | 2000218880 | 21QUL35CP001 | 210QUL35PI01 | SAMPLING SYS.DEMIN.WATER PRESS.INDICATOR | RMI | GIIN-PR | B | X | 202028366 | 1998-01-08 | 000002580138 |  | ERP-MM-DC1 | 2011-12-17 | 20
CC03 | 2210-4-CC03-QUL35CP002 | 2000218888 | 21QUL35CP002 | 210QUL35PSL02 | SAMPLING SYS.DEMIN.WATER PRESS.SWITCH | RMI | GISW-CN | C | X | 202028366 | 1998-01-08 | 000002580152 |  | ERP-DLGN-EAA | 2013-03-05 | 20
CC03 | 2210-4-CC03-QUL35CP005 | 2000218896 | 21QUL35CP005 | 210QUL35PI05 | SAMPLING SYS.CONDENSATE PRESS.INDICATOR | RMI | GIIN-PR | B | X | 202028366 | 1998-01-08 | 000002580156 |  | ERP-MM-DC1 | 2011-12-17 | 20
CC03 | 2210-4-CC03-QUL35CP006 | 2000218904 | 21QUL35CP006 | 210QUL35PSL06 | SAMPLING SYS.CONDENSATE PRESSURE SWITCH | RMI | GISW-CN | C | X | 202028366 | 1998-01-08 | 000002580160 |  | ERP-DLGN-EAA | 2013-03-05 | 20
CC03 | 2210-4-CC03-QUL35CQ001 | 2000218912 | 21QUL35CQ001 | 210QUL35AIT01 | DEMIN.WATER CONDUCTIVITY ANALYSER | RMI | GIANLZ | C | X | 202028366 | 1998-01-08 | 000002580174 |  | ERP-MM-DC1 | 2011-12-17 | 20
CC03 | 2210-4-CC03-QUL35CQ002 | 2000218920 | 21QUL35CQ002 | 210QUL35AIT02 | CONDENSATE PH ANALYSER | RMI | GIANLZ | C | X | 202028366 | 1998-01-08 | 000002580178 |  | ERP-MM-DC1 | 2011-12-17 | 20
CC03 | 2210-4-CC03-QUL35CQ003 | 2000218928 | 21QUL35CQ003 | 210QUL35AIT03 | CONDENSATE CATION CONDUCTIVITY ANALYSER | RMI | GIANLZ | C | X | 202028366 | 1998-01-08 | 000002580192 |  | ERP-MM-DC1 | 2011-12-17 | 20
CC03 | 2210-4-CC03-QUL35CQ004 | 2000218936 | 21QUL35CQ004 | 210QUL35AIT04 | CONDENSATE DISSOLVED OXYGEN ANALYSER | RMI | GIANLZ | C | X | 202028366 | 1998-01-08 | 000002580196 |  | ERP-MM-DC1 | 2011-12-17 | 20
CC03 | 2210-4-CC03-QUL35CQ005 | 2000218944 | 21QUL35CQ005 | 210QUL35AIT05 | CONDENSATE SODIUM ANALYSER | RMI | GIANLZ | C | X | 202028366 | 1998-01-08 | 000002580200 |  | ERP-MM-DC1 | 2011-12-17 | 20
CC03 | 2210-4-CC03-QUL35CT002 | 2000218952 | 21QUL35CT002 | 210QUL35TI02 | SAMPLING SYS.CONDENSATE TEMP.INDICATOR | RMI | GIIN-TE | C | X | 202028366 | 1998-01-08 | 000002580214 |  | ERP-MM-DC1 | 2011-12-17 | 20
CC03 | 2210-4-CC03-QUL35CT003 | 2000218960 | 21QUL35CT003 | 210QUL35TI03 | SAMPLING SYS.DEMIN.WATER TEMP.INDICATOR | RMI | GIIN-TE | C | X | 202028366 | 1998-01-08 | 000002580218 |  | ERP-MM-DC1 | 2011-12-17 | 20
COC5 | 2210-4-COC5-BAT10GT | 2000218968 | C5BAT10GT | C5BAT10GT | MAIN TRANSFORMER GT17 & GT18 | RME | GEXF-CU | B | X | 202028391 |  | 000002580232 |  | ERP-MM-DC1 | 2011-12-17 | 20
COC5 | 2210-4-COC5-BAT20GT | 2000218976 | C5BAT20GT | C5BAT20GT | MAIN TRANSFORMER GT19 & GT20 | RME | GEXF-CU | B | X | 202028391 |  | 000002580236 |  | ERP-MM-DC1 | 2011-12-17 | 20
COC5 | 2210-4-COC5-BCA00 | 2000218984 | C5BCA00 | C5BCA00 | 4.16 KV INCOMING BRKR.TO MAIN DB GT17/18 | RME | GECB | B | X | 202028391 |  | 000002580240 |  | ERP-MM-DC1 | 2011-12-17 | 20
COC5 | 2210-4-COC5-BCA00GS001 | 2000218992 | C5BCA00GS001 | C5BCA00GS001 | 4.16 KV MAIN DISTRIB. BOARD-A(GT17/GT18) | RME | GEPANL | C | X | 202028391 |  | 000002580254 |  | ERP-MM-DC1 | 2011-12-17 | 20
COC5 | 2210-4-COC5-BCA02 | 2000219000 | C5BCA02 | C5BCA02 | 4.16KV BUS SECTIONALISER (GT17-18/19-20) | RME | GECB | B | X | 202028391 |  | 000002580258 |  | ERP-MM-DC1 | 2011-12-17 | 20
COC5 | 2210-4-COC5-BCB00 | 2000219008 | C5BCB00 | C5BCB00 | 4.16KV INCOMING BRKR TO MAIN DB GT19/20 | RME | GECB | B | X | 202028391 |  | 000002580272 |  | ERP-MM-DC1 | 2011-12-17 | 20
COC5 | 2210-4-COC5-BCB00GS001 | 2000219016 | C5BCB00GS001 | C5BCB00GS001 | 4.16 KV MAIN DISTRIB. BOARD-B(GT19/GT20) | RME | GEPANL | B | X | 202028391 |  | 000002580276 |  | ERP-MM-DC1 | 2011-12-17 | 20
COC5 | 2210-4-COC5-BCB11 | 2000219024 | C5BCB11 | C5BCB11 | INCOMING BREAKER FOR C5BHU11GT | RME | GECB | B | X | 202028391 |  | 000002580280 |  | ERP-MM-DC1 | 2011-12-17 | 20
COC5 | 2210-4-COC5-BCB12 | 2000219032 | C5BCB12 | C5BCB12 | INCOMING BREAKER FOR C5BHU12GT | RME | GECB | B | X | 202028391 |  | 000002580294 |  | ERP-MM-DC1 | 2011-12-17 | 20
COC5 | 2210-4-COC5-BCB13 | 2000219040 | C5BCB13 | C5BCB13 | INCOMING BREAKER FOR DG SWGR 1200A/4160V | RME | GECB | B | X | 202028391 |  | 000002580298 |  | ERP-MM-DC1 | 2011-12-17 | 20
COC5 | 2210-4-COC5-BCT10GT | 2000219048 | C5BCT10GT | C5BCT10GT | AUX.TRANSFORMER 10MVA FOR GT 17 & 18 | RME | GEXF-CU | B | X | 202028391 |  | 000002580312 |  | ERP-MM-DC1 | 2011-12-17 | 20
COC5 | 2210-4-COC5-BCT20GT | 2000219056 | C5BCT20GT | C5BCT20GT | AUX.TRANSFORMER 10MVA FOR GT 19 & 20 | RME | GEXF-CU | B | X | 202028391 |  | 000002580316 |  | ERP-MM-DC1 | 2011-12-17 | 20
COC5 | 2210-4-COC5-BDA00GS001-Q01 | 2000219064 | C5BDA00GS001-Q01 | C5BDA0052DG1 | 4160V DIESEL GENERATOR SWTCHGEAR.BREAKER | RME | GECB | B | X | 202028391 |  | 000002580320 |  | ERP-MM-DC1 | 2011-12-17 | 20
COC5 | 2210-4-COC5-BDA02GS052 | 2000219072 | C5BDA02GS052 | C5BDA0252DGT | 4160V DIESEL GENERATOR 52DGT TIE BREAKER | RME | GECB | B | X | 202028391 |  | 000002580334 |  | ERP-MM-DC1 | 2011-12-17 | 20
COC5 | 2210-4-COC5-BDB00GS001 | 2000219080 | C5BDB00GS001 | C5BDB00GS001 | 4160V DIESEL GENERATOR SWITCHGEAR | RME | GESWGR | B | X | 202028391 |  | 000002580338 |  | ERP-MM-DC1 | 2011-12-17 | 20
COC5 | 2210-4-COC5-BDB00GS001-Q01 | 2000219088 | C5BDB00GS001-Q01 | C5BDB0052DG1 | 4160V DIESEL GENERATOR SWTCHGEAR.BREAKER | RME | GECB | B | X | 202028391 |  | 000002580352 |  | ERP-MM-DC1 | 2011-12-17 | 20
COC5 | 2210-4-COC5-BFB13GH001 | 2000219096 | C5BFB13GH001 | C5BAB13GH001 | WASTE WATER SKID MCC | RME | GEPANL | C | X | 202028391 |  | 000002580356 |  | ERP-MM-DC1 | 2011-12-17 | 20
COC5 | 2210-4-COC5-BHA00 | 2000219104 | C5BHA00 | C5BHA00 | INCOMING BREAKER FOR SC 480V SWGR 3200A | RME | GECB | B | X | 202028391 |  | 000002580360 |  | ERP-MM-DC1 | 2011-12-17 | 20
COC5 | 2210-4-COC5-BHA00GS001 | 2000219112 | C5BHA00GS001 | C5BHA00GS001 | 480V MAIN DIST BOARD-A (GT17 & GT18) | RME | GEPANL | B | X | 202028391 |  | 000002580374 |  | ERP-MM-DC1 | 2011-12-17 | 20
COC5 | 2210-4-COC5-BHA01 | 2000219120 | C5BHA01 | C5BHA01 | INCOMING BREAKER FOR FUEL TR:480V SWGR | RME | GECB | B | X | 202028391 |  | 000002580378 |  | ERP-MM-DC1 | 2011-12-17 | 20
COC5 | 2210-4-COC5-BHA02 | 2000219128 | C5BHA02 | C5BHA02 | 480V MAIN DIST BOARD-A BUS-TIE BREAKER | RME | GECB | B | X | 202028391 |  | 000002580392 |  | ERP-MM-DC1 | 2011-12-17 | 20
COC5 | 2210-4-COC5-BHA10GS001 | 2000219136 | C5BHA10GS001 | C5BHA10GS001 | 480V FUEL TREATMENT SWITCHGEAR (PLANT 2) | RME | GESWGR | B | X | 202028391 |  | 000002580396 |  | ERP-MM-DC1 | 2011-12-17 | 20
COC5 | 2210-4-COC5-BHA20GH001 | 2000219144 | C5BHA20GH001 | C5BHA20GH001 | 480V STN SERVICE MCC1 FOR GT 17/18 STACK | RME | GEPANL | B | X | 202028391 |  | 000002580400 |  | ERP-MM-DC1 | 2011-12-17 | 20
COC5 | 2210-4-COC5-BHA21GS001 | 2000219152 | C5BHA21GS001 | C5BHA21GS001 | EMERG.SERVICE STATION SWITCH BOARD-A | RME | GEPANL | B | X | 202028391 |  | 000002580414 |  | ERP-MM-DC1 | 2011-12-17 | 20
COC5 | 2210-4-COC5-BHA31GH | 2000219160 | C5BHA31GH | C5BHA31GH | 480V FUEL TREATMENT MCC | RME | GEPANL | B | X | 202028391 |  | 000002580418 |  | ERP-MM-DC1 | 2011-12-17 | 20
COC5 | 2210-4-COC5-BHA32GH | 2000219168 | C5BHA32GH | C5BHA32GH | 480V FUEL TREATMENT MCC (ALFA LAVAL) | RME | GEPANL | B | X | 202028391 |  | 000002580432 |  | ERP-MM-DC1 | 2011-12-17 | 20
COC5 | 2210-4-COC5-BHA41 | 2000219176 | C5BHA41 | C5BHA41 | 480V BREAKER FOR FUEL TRT. MCC C5BHA31GH | RME | GECB | B | X | 202028391 |  | 000002580436 |  | ERP-MM-DC1 | 2011-12-17 | 20
COC5 | 2210-4-COC5-BHA42 | 2000219184 | C5BHA42 | C5BHA42 | 480V BREAKR.FOR ALFA LAVAL MCC C5BHA32GH | RME | GECB | B | X | 202028391 |  | 000002580440 |  | ERP-MM-DC1 | 2011-12-17 | 20
COC5 | 2210-4-COC5-BHB00 | 2000219192 | C5BHB00 | C5BHB00 | INCOMING BREAKER FOR SC 480V SWGR 3200A | RME | GECB | B | X | 202028391 |  | 000002580454 |  | ERP-MM-DC1 | 2011-12-17 | 20
COC5 | 2210-4-COC5-BHB00GS001 | 2000219200 | C5BHB00GS001 | C5BHB00GS001 | 480V MAIN DIST BOARD-B (GT18 & GT19) | RME | GEPANL | B | X | 202028391 |  | 000002580458 |  | ERP-MM-DC1 | 2011-12-17 | 20
COC5 | 2210-4-COC5-BHB01 | 2000219208 | C5BHB01 | C5BHB01 | INCOMING BREAKER FOR FUEL TR:480V SWGR | RME | GECB | B | X | 202028391 |  | 000002580472 |  | ERP-MM-DC1 | 2011-12-17 | 20
COC5 | 2210-4-COC5-BHB13GH001 | 2000219216 | C5BHB13GH001 | C5BHB13GH001 | WATER WASH SKID MCC | RME | GEPANL | C | X | 202028391 |  | 000002580476 |  | ERP-MM-DC1 | 2011-12-17 | 20
COC5 | 2210-4-COC5-BHB20GH001 | 2000219224 | C5BHB20GH001 | C5BHB20GH001 | 480V STN SERVICE MCC2 FOR GT 19 & 20 | RME | GEPANL | B | X | 202028391 |  | 000002580480 |  | ERP-MM-DC1 | 2011-12-17 | 20
COC5 | 2210-4-COC5-BHB21GS001 | 2000219232 | C5BHB21GS001 | C5BHB21GS001 | EMERG.SERVICE STATION SWITCH BOARD-B | RME | GEPANL | B | X | 202028391 |  | 000002580494 |  | ERP-MM-DC1 | 2011-12-17 | 20
COC5 | 2210-4-COC5-BHT11GT | 2000219240 | C5BHT11GT | C5BHT11GT | AUXL TRANSFORMER 4.16KV/480V FOR GT17/18 | RME | GEXF-CU | B | X | 202028391 |  | 000002580498 |  | ERP-MM-DC1 | 2011-12-17 | 20
COC5 | 2210-4-COC5-BHT12GT | 2000219248 | C5BHT12GT | C5BHT12GT | AUX TRAFO 500KVA 4.1KV/480V FOR COTP | RME | GEXF-CU | B | X | 202028391 |  | 000002580512 |  | ERP-MM-DC1 | 2011-12-17 | 20
COC5 | 2210-4-COC5-BHT12GT001 | 2000219256 | C5BHT12GT001 | C5BHT12GT | TRANSFORMER NO.1 | RME | GEXFMR | B | X | 202028391 |  | 000002580516 |  | ERP-MM-DC1 | 2011-12-17 | 20
COC5 | 2210-4-COC5-BHU11GT | 2000219264 | C5BHU11GT | C5BHU11GT | AUX TRANSFORMER 4.16KV/480V FOR GT19/20 | RME | GEXF-CU | B | X | 202028391 |  | 000002580520 |  | ERP-MM-DC1 | 2011-12-17 | 20
COC5 | 2210-4-COC5-BHU12GT | 2000219272 | C5BHU12GT | C5BHU12GT | AUX TRAFO 500KVA 4.16KV/480V FOR COTP | RME | GEXF-CU | B | X | 202028391 |  | 000002580534 |  | ERP-MM-DC1 | 2011-12-17 | 20
COC5 | 2210-4-COC5-BHU21GT | 2000219280 | C5BHU21GT | C5BHU21GT | DG AUX.TRANSFORMER 4160V/480V | RME | GEXF-CU | B | X | 202028391 |  | 000002580538 |  | ERP-MM-DC1 | 2011-12-17 | 20
COC5 | 2210-4-COC5-BJA31GP001 | 2000219288 | C5BJA31GP001 | C5BJA31GP001 | DP-A MAIN BREAKER | RME | GECB | C | X | 202028391 |  | 000002580552 |  | ERP-MM-DC1 | 2011-12-17 | 20
COC5 | 2210-4-COC5-BJA31GT001 | 2000219296 | C5BJA31GT001 | C5BJA31GT001 | DT-A DRY TYPE DISTRIBUTION TRANSFORMER | RME | GEXFMR | C | X | 202028391 |  | 000002580556 |  | ERP-MM-DC1 | 2011-12-17 | 20
COC5 | 2210-4-COC5-BLA10GT001 | 2000219304 | C5BLA10GT001 | C5BLA10GT001 | 15 KVA TRANSFORMER 480-208/120 VOLTS | RME | GEXFMR | C | X | 202028391 |  | 000002580560 |  | ERP-MM-DC1 | 2011-12-17 | 20
COC5 | 2210-4-COC5-BLA20GP002 | 2000219312 | C5BLA20GP002 | C5BLA20GP002 | LIGHTING PANEL | RME | GEPANL | C | X | 202028391 |  | 000002580574 |  | ERP-MM-DC1 | 2011-12-17 | 20
COC5 | 2210-4-COC5-BLA20GT001 | 2000219320 | C5BLA20GT001 | C5BLA20GT001 | 15 KVA TRANSFORMER 480V-208Y/120 | RME | GEXFMR | C | X | 202028391 |  | 000002580578 |  | ERP-MM-DC1 | 2011-12-17 | 20
COC5 | 2210-4-COC5-BLA20GT002 | 2000219328 | C5BLA20GT002 | C5BLA20GT002 | 75 KVA TRANSFORMER 480-380V/220V | RME | GEXFMR | C | X | 202028391 |  | 000002580592 |  | ERP-MM-DC1 | 2011-12-17 | 20
COC5 | 2210-4-COC5-BLA20GT003 | 2000219337 | C5BLA20GT003 | C5BLA20GT003 | 150 KVA TRANSFORMER 480-380V/220 | RME | GEXFMR | C | X | 202028391 |  | 000002580596 |  | ERP-MM-DC1 | 2011-12-17 | 20
COC5 | 2210-4-COC5-BLA21GT001 | 2000219345 | C5BLA21GT001 | C5BLA21GT001 | 112.5KVA TRANSFORMER 480-380/220V | RME | GEXFMR | C | X | 202028391 |  | 000002580600 |  | ERP-MM-DC1 | 2011-12-17 | 20
COC5 | 2210-4-COC5-BLA31GP001 | 2000219354 | C5BLA31GP001 | C5BLA31GP001 | LP-A MAIN BREAKER | RME | GECB | C | X | 202028391 |  | 000002580614 |  | ERP-MM-DC1 | 2011-12-17 | 20
COC5 | 2210-4-COC5-BLA31GT001 | 2000219362 | C5BLA31GT001 | C5BLA31GT001 | LT-A DRY TYPE DISTRIBUTION TRANSFORMER | RME | GEXFMR | C | X | 202028391 |  | 000002580618 |  | ERP-MM-DC1 | 2011-12-17 | 20
COC5 | 2210-4-COC5-BLA31GT002 | 2000219370 | C5BLA31GT002 | C5BLA31GT002 | 5 KVA TRANSFORMER 480V-120V | RME | GEXFMR | C | X | 202028391 |  | 000002580632 |  | ERP-MM-DC1 | 2011-12-17 | 20
COC5 | 2210-4-COC5-BLB20GT001 | 2000219378 | C5BLB20GT001 | C5BLB20GT001 | 75 KVA TRANSFORMER 480-380V/220V | RME | GEXFMR | C | X | 202028391 |  | 000002580636 |  | ERP-MM-DC1 | 2011-12-17 | 20
COC5 | 2210-4-COC5-BLB21GT001 | 2000219386 | C5BLB21GT001 | C5BLB21GT001 | 15 KVA TRANSFORMER 480-208/120V | RME | GEXFMR | C | X | 202028391 |  | 000002580640 |  | ERP-MM-DC1 | 2011-12-17 | 20
COC5 | 2210-4-COC5-BLM10GH001 | 2000219394 | C5BLM10GH001 | C5BMA10GH001 | DIESEL GEN COMMON MCC | RME | GEPANL | B | X | 202028391 |  | 000002580654 |  | ERP-MM-DC1 | 2011-12-17 | 20
COC5 | 2210-4-COC5-BLT01GT001 | 2000219402 | C5BLT01GT001 | C5BLT01GT | ISOLATION TRANSFORMER #1 50KVA | RME | GEXFMR | C | X | 202028391 |  | 000002580658 |  | ERP-MM-DC1 | 2011-12-17 | 20
COC5 | 2210-4-COC5-BLT01GT002 | 2000219410 | C5BLT01GT002 | C5BLU01GT | ISOLATION TRANSFORMER #2 50KVA | RME | GEXFMR | C | X | 202028391 |  | 000002580672 |  | ERP-MM-DC1 | 2011-12-17 | 20
COC5 | 2210-4-COC5-BRA10 | 2000219418 | C5BRA10 | C5BRA10 | BREAKER FOR UPS PANELS UPS-C,E,G&UPS-3 | RME | GECB | B | X | 202028391 |  | 000002580676 |  | ERP-MM-DC1 | 2011-12-17 | 20
COC5 | 2210-4-COC5-BRA10GS | 2000219426 | C5BRA10GS | C5BRA10GS | UPS PANEL #1 | RME | GEPANL | B | X | 202028391 |  | 000002580680 |  | ERP-MM-DC1 | 2011-12-17 | 20
COC5 | 2210-4-COC5-BRA11 | 2000219434 | C5BRA11 | C5BRA11 | BREAKER FOR UPS PANEL #UPS-C (BRA21GS) | RME | GECB | C | X | 202028391 |  | 000002580694 |  | ERP-MM-DC1 | 2011-12-17 | 20
COC5 | 2210-4-COC5-BRA12 | 2000219441 | C5BRA12 | C5BRA12 | BREAKER FOR UPS PANEL #UPS-E (BRA22GS) | RME | GECB | C | X | 202028391 |  | 000002580698 |  | ERP-MM-DC1 | 2011-12-17 | 20
COC5 | 2210-4-COC5-BRA13 | 2000219449 | C5BRA13 | C5BRA13 | BREAKER FOR UPS PANEL #UPS-G (BRA23GS) | RME | GECB | C | X | 202028391 |  | 000002580712 |  | ERP-MM-DC1 | 2011-12-17 | 20
COC5 | 2210-4-COC5-BRA14 | 2000219457 | C5BRA14 | C5BRA14 | BREAKER FOR UPS PANEL #3 (BRA33GS) | RME | GECB | C | X | 202028391 |  | 000002580716 |  | ERP-MM-DC1 | 2011-12-17 | 20
COC5 | 2210-4-COC5-BRA21GT | 2000219465 | C5BRA21GT | C5BRA21GT | CCR TRANSFORMER #1 (1.5KVA) | RME | GEXFMR | B | X | 202028391 |  | 000002580720 |  | ERP-MM-DC1 | 2011-12-17 | 20
COC5 | 2210-4-COC5-BRA22GT001 | 2000219473 | C5BRA22GT001 | C5BRA22GT | DRY TYPE DISTRIBUTION TRANSFORMER | RME | GEXFMR | C | X | 202028391 |  | 000002580734 |  | ERP-MM-DC1 | 2011-12-17 | 20
COC5 | 2210-4-COC5-BRA31GS | 2000219481 | C5BRA31GS | C5BRA31GS | CCR UPS PANEL #1 | RME | GEPANL | B | X | 202028391 |  | 000002580738 |  | ERP-MM-DC1 | 2011-12-17 | 20
COC5 | 2210-4-COC5-BRA32GS001 | 2000219489 | C5BRA32GS001 | C5BRA32GS | UPS PANEL-1 | RME | GEPANL | B | X | 202028391 |  | 000002580752 |  | ERP-MM-DC1 | 2011-12-17 | 20
COC5 | 2210-4-COC5-BRA33GS | 2000219497 | C5BRA33GS | C5BRA33GS | UPS PANEL #3 | RME | GEPANL | B | X | 202028391 |  | 000002580756 |  | ERP-MM-DC1 | 2011-12-17 | 20
COC5 | 2210-4-COC5-BRB10 | 2000219505 | C5BRB10 | C5BRB10 | BREAKER FOR UPS PANELS UPS-D,F,H&UPS-4 | RME | GECB | C | X | 202028391 |  | 000002580760 |  | ERP-MM-DC1 | 2011-12-17 | 20
COC5 | 2210-4-COC5-BRB10GS | 2000219513 | C5BRB10GS | C5BRB10GS | UPS PANEL #2 | RME | GEPANL | B | X | 202028391 |  | 000002580774 |  | ERP-MM-DC1 | 2011-12-17 | 20
COC5 | 2210-4-COC5-BRB11 | 2000219521 | C5BRB11 | C5BRB11 | BREAKER FOR UPS PANEL UPS-D (BRB21GS) | RME | GECB | C | X | 202028391 |  | 000002580778 |  | ERP-MM-DC1 | 2011-12-17 | 20
COC5 | 2210-4-COC5-BRB12 | 2000219529 | C5BRB12 | C5BRB12 | BREAKER FOR UPS PANEL UPS-F (BRB22GS) | RME | GECB | C | X | 202028391 |  | 000002580792 |  | ERP-MM-DC1 | 2011-12-17 | 20
COC5 | 2210-4-COC5-BRB13 | 2000219537 | C5BRB13 | C5BRB13 | BREAKER FOR UPS PANEL UPS-H (BRB23GS) | RME | GECB | C | X | 202028391 |  | 000002580796 |  | ERP-MM-DC1 | 2011-12-17 | 20
COC5 | 2210-4-COC5-BRB14 | 2000219545 | C5BRB14 | C5BRB14 | BREAKER FOR UPS PANEL #4 (BRB33GS) | RME | GECB | C | X | 202028391 |  | 000002580800 |  | ERP-MM-DC1 | 2011-12-17 | 20
COC5 | 2210-4-COC5-BRB21GT | 2000219553 | C5BRB21GT | C5BRB21GT | CCR TRANSFORMER #2 (1.5KVA) | RME | GEXFMR | C | X | 202028391 |  | 000002580814 |  | ERP-MM-DC1 | 2011-12-17 | 20
COC5 | 2210-4-COC5-BRB22GT001 | 2000219561 | C5BRB22GT001 | C5BRB22GT | DRY TYPE DISTRIBUTION TRANSFORMER | RME | GEXFMR | C | X | 202028391 |  | 000002580818 |  | ERP-MM-DC1 | 2011-12-17 | 20
COC5 | 2210-4-COC5-BRB31GS | 2000219569 | C5BRB31GS | C5BRB31GS | CCR UPS PANEL #2 | RME | GEPANL | C | X | 202028391 |  | 000002580832 |  | ERP-MM-DC1 | 2011-12-17 | 20
COC5 | 2210-4-COC5-BRB32GS001 | 2000219577 | C5BRB32GS001 | C5BRB32GS | UPS PANEL-2 | RME | GEPANL | B | X | 202028391 |  | 000002580836 |  | ERP-MM-DC1 | 2011-12-17 | 20
COC5 | 2210-4-COC5-BRB33GS | 2000219585 | C5BRB33GS | C5BRB33GS | UPS PANEL #4 | RME | GEPANL | C | X | 202028391 |  | 000002580840 |  | ERP-MM-DC1 | 2011-12-17 | 20
COC5 | 2210-4-COC5-BTE10GR | 2000219593 | C5BTE10GR | C5BTE10GR | 125V DC BATTERY-1 | RME | GEBATT | B | X | 202028391 |  | 000002580854 |  | ERP-MM-DC1 | 2011-12-17 | 20
COC5 | 2210-4-COC5-BTE20GR | 2000219601 | C5BTE20GR | C5BTE20GR | 125V DC UPS BATTERY-1 | RME | GEBATT | B | X | 202028391 |  | 000002580858 |  | ERP-MM-DC1 | 2011-12-17 | 20
COC5 | 2210-4-COC5-BTF10GR | 2000219608 | C5BTF10GR | C5BTF10GR | 125V DC BATTERY-2 | RME | GEBATT | B | X | 202028391 |  | 000002580872 |  | ERP-MM-DC1 | 2011-12-17 | 20
COC5 | 2210-4-COC5-BTF20GR | 2000219616 | C5BTF20GR | C5BTF20GR | 125V DC UPS BATTERY-2 | RME | GEBATT | B | X | 202028391 |  | 000002580876 |  | ERP-MM-DC1 | 2011-12-17 | 20
COC5 | 2210-4-COC5-BTQ20GU | 2000219624 | C5BTQ20GU | C5BTQ20GU | BATTERY CHARGER-1 400A | RME | GEBATT | B | X | 202028391 |  | 000002580880 |  | ERP-MM-DC1 | 2011-12-17 | 20
COC5 | 2210-4-COC5-BTQ21GS | 2000219632 | C5BTQ21GS | C5BTQ21GS | BATTERY BREAKER #1 600A | RME | GECB | B | X | 202028391 |  | 000002580894 |  | ERP-MM-DC1 | 2011-12-17 | 20
COC5 | 2210-4-COC5-BTQ30GU | 2000219640 | C5BTQ30GU | C5BTQ30GU | 40KVA INVERTER #1 | RME | GEINVR | B | X | 202028391 |  | 000002580898 |  | ERP-MM-DC1 | 2011-12-17 | 20
COC5 | 2210-4-COC5-BTQ31GS | 2000219648 | C5BTQ31GS | C5BTQ31GS | MANUAL BYPASS SWITCH #1 | RME | G-SWCH | B | X | 202028391 |  | 000002580912 |  | ERP-LOG-YXA | 2013-12-18 | 20
COC5 | 2210-4-COC5-BTR20GU | 2000219656 | C5BTR20GU | C5BTR20GU | BATTERY CHARGER-2 400A | RME | GEBATT | B | X | 202028391 |  | 000002580916 |  | ERP-MM-DC1 | 2011-12-17 | 20
COC5 | 2210-4-COC5-BTR21GS | 2000219664 | C5BTR21GS | C5BTR21GS | BATTERY BREAKER #2 600A | RME | GECB | B | X | 202028391 |  | 000002580920 |  | ERP-MM-DC1 | 2011-12-17 | 20
COC5 | 2210-4-COC5-BTR30GU | 2000219672 | C5BTR30GU | C5BTR30GU | 40KVA INVERTER #2 | RME | GEINVR | B | X | 202028391 |  | 000002580934 |  | ERP-MM-DC1 | 2011-12-17 | 20
COC5 | 2210-4-COC5-BTR31GS | 2000219680 | C5BTR31GS | C5BTR31GS | MANUAL BYPASS SWITCH #2 | RME | G-SWCH | B | X | 202028391 |  | 000002580938 |  | ERP-LOG-YXA | 2013-12-18 | 20
COC5 | 2210-4-COC5-BUE00GS | 2000219688 | C5BUE00GS | C5BUE00GS | 125V DC DISTRIBUTION BOARD | RME | GEPANL | B | X | 202028391 |  | 000002580952 |  | ERP-MM-DC1 | 2011-12-17 | 20
COC5 | 2210-4-COC5-BUE01 | 2000219696 | C5BUE01 | C5BUE01 | BREAKER FOR BATTERY CHARGER-1 300A | RME | GECB | B | X | 202028391 |  | 000002580956 |  | ERP-MM-DC1 | 2011-12-17 | 20
COC5 | 2210-4-COC5-BUE03 | 2000219704 | C5BUE03 | C5BUE03 | BREAKER FOR BATTERY-1 CHARGER-1 300A | RME | GECB | B | X | 202028391 |  | 000002580960 |  | ERP-MM-DC1 | 2011-12-17 | 20
COC5 | 2210-4-COC5-BUE10 | 2000219712 | C5BUE10 | C5BUE10 | BREAKER FOR LIGHTING PANEL | RME | GECB | B | X | 202028391 |  | 000002580974 |  | ERP-MM-DC1 | 2011-12-17 | 20
COC5 | 2210-4-COC5-BUE12 | 2000219720 | C5BUE12 | C5BUE12 | BREAKER FOR DCS (C5-BUE15GS) | RME | GECB | B | X | 202028391 |  | 000002580978 |  | ERP-MM-DC1 | 2011-12-17 | 20
COC5 | 2210-4-COC5-BUE15CS | 2000219728 | C5BUE15CS | C5BUE15CS | AUTO TRANSFER SWITCH | RME | G-SWCH | B | X | 202028391 |  | 000002580992 |  | ERP-LOG-YXA | 2013-12-18 | 20
COC5 | 2210-4-COC5-BUF00GS | 2000219737 | C5BUF00GS | C5BUF00GS | 125V DC DISTRIBUTION BOARD | RME | GEPANL | B | X | 202028391 |  | 000002580996 |  | ERP-MM-DC1 | 2011-12-17 | 20
COC5 | 2210-4-COC5-BUF01 | 2000219745 | C5BUF01 | C5BUF01 | BREAKER FOR BATTERY CHARGER-2 300A | RME | GECB | B | X | 202028391 |  | 000002581000 |  | ERP-MM-DC1 | 2011-12-17 | 20
COC5 | 2210-4-COC5-BUF10 | 2000219753 | C5BUF10 | C5BUF10 | BREAKER FOR LIGHTING PANEL | RME | GECB | B | X | 202028391 |  | 000002581014 |  | ERP-MM-DC1 | 2011-12-17 | 20
COC5 | 2210-4-COC5-BUF11 | 2000219761 | C5BUF11 | C5BUF11 | BREAKER FOR STG.EMERG.SEAL LO PUMP MOTOR | RME | GECB | B | X | 202028391 |  | 000002581018 |  | ERP-MM-DC1 | 2011-12-17 | 20
COC5 | 2210-4-COC5-BUF12 | 2000219769 | C5BUF12 | C5BUF12 | BREAKER FOR DCS (C5-BUE15GS) | RME | GECB | B | X | 202028391 |  | 000002581032 |  | ERP-MM-DC1 | 2011-12-17 | 20
COC5 | 2210-4-COC5-CKA17 | 2000219777 | C5CKA17 | C5CKA17 | PMS VAX STATION VS3100 | RMI | GICMPT | C | X | 202028391 |  | 000002581036 |  | ERP-MM-DC1 | 2011-12-17 | 20
COC5 | 2210-4-COC5-CMC10EM001QH02 | 2000219785 | C5CMC10EM001QH02 | C5CMC10EM001QH2 | FIBER OPTIC TERMINATN. PANEL-CTG.ELEC.RM | RME | GEPANL | C | X | 202028391 |  | 000002581040 |  | ERP-MM-DC1 | 2011-12-17 | 20
COC5 | 2210-4-COC5-CMC20EM001 | 2000219793 | C5CMC20EM001 | C5CMC20EM001QH2 | FIBER OPTIC TERMINATN. PANEL-CCR | RME | GEPANL | C | X | 202028391 |  | 000002581054 |  | ERP-MM-DC1 | 2011-12-17 | 20
COC5 | 2210-4-COC5-CNA10EM001 | 2000219801 | C5CNA10EM001 | C5CNA10EM001 | MARK V I-PROCESSOR COMPUTER FOR GT | RMI | GICMPT | B | X | 202028391 |  | 000002581058 |  | ERP-MM-DC1 | 2011-12-17 | 20
COC5 | 2210-4-COC5-CNA10GK100 | 2000219809 | C5CNA10GK100 | C5CNA10GK100 | MARK V I-PROCESSOR MONITOR | RMI | GIMNTR | B | X | 202028391 |  | 000002581072 |  | ERP-MM-DC1 | 2011-12-17 | 20
COC5 | 2210-4-COC5-CWH10 | 2000219817 | C5CWH10 | C5CWH10 | ELECTRICAL MIMIC PANEL | RME | GEPANL | C | X | 202028391 |  | 000002581076 |  | ERP-MM-DC1 | 2011-12-17 | 20
COC5 | 2210-4-COC5-CWH10GK001 | 2000219825 | C5CWH10GK001 | C5CWH10GK001 | ELECTRICAL / DIESEL SYSTEM MIMIC PANEL | RME | GEPANL | C | X | 202028391 |  | 000002581080 |  | ERP-MM-DC1 | 2011-12-17 | 20
COC5 | 2210-4-COC5-CWT20 | 2000219833 | C5CWT20 | C5CWT20 | FUEL OIL MIMIC PANEL | RME | GEPANL | C | X | 202028391 |  | 000002581094 |  | ERP-MM-DC1 | 2011-12-17 | 20
COC5 | 2210-4-COC5-CYA10GK400 | 2000219841 | C5CYA10GK400 | C5CYA10GK400 | TELEPHONE-DESK SET TYPE | RMI | GITPHN | C | X | 202028391 |  | 000002581098 |  | ERP-MM-DC1 | 2011-12-17 | 20
COC5 | 2210-4-COC5-CYE00CR100 | 2000219849 | C5CYE00CR100 | C5CYE00CR100 | HEAT DETECTORS | RMI | GIDTCT | C | X | 202028391 |  | 000002581112 |  | ERP-MM-DC1 | 2011-12-17 | 20
COC5 | 2210-4-COC5-CYP10GK001 | 2000219857 | C5CYP10GK001 | C5CYP10GK001 | CCTV FOR IND.SECY-FIXED CAMERA UNIT-C15 | RMI | GICMRA | C | X | 202028391 |  | 000002581116 |  | ERP-MM-DC1 | 2011-12-17 | 20
COC5 | 2210-4-COC5-CYP10GK002 | 2000219865 | C5CYP10GK002 | C5CYP10GK002 | CCTV FOR IND.SECY-FIXED CAMERA UNIT-C13 | RMI | GICMRA | C | X | 202028391 |  | 000002581120 |  | ERP-MM-DC1 | 2011-12-17 | 20
COC5 | 2210-4-COC5-CYP10GK003 | 2000219873 | C5CYP10GK003 | C5CYP10GK003 | CCTV FOR IND.SECY-FIXED CAMERA UNIT-C14 | RMI | GICMRA | C | X | 202028391 |  | 000002581134 |  | ERP-MM-DC1 | 2011-12-17 | 20
COC5 | 2210-4-COC5-CYP20GK001 | 2000219881 | C5CYP20GK001 | C5CYP20GK001 | CCTV FOR IND.SECY-MOBILE CAMERA UNIT-C17 | RMI | GICMRA | C | X | 202028391 |  | 000002581138 |  | ERP-MM-DC1 | 2011-12-17 | 20
COC5 | 2210-4-COC5-CYP30GK001 | 2000219889 | C5CYP30GK001 | C5CYP30GK001 | CCTV FOR IND.SECY-FIXED CAMERA UNIT-C10 | RMI | GICMRA | C | X | 202028391 |  | 000002581152 |  | ERP-MM-DC1 | 2011-12-17 | 20
COC5 | 2210-4-COC5-CYP30GK002 | 2000219897 | C5CYP30GK002 | C5CYP30GK002 | CCTV FOR IND.SECY-FIXED CAMERA UNIT-C11 | RMI | GICMRA | C | X | 202028391 |  | 000002581156 |  | ERP-MM-DC1 | 2011-12-17 | 20
COC5 | 2210-4-COC5-CYP30GK003 | 2000219905 | C5CYP30GK003 | C5CYP30GK003 | CCTV FOR IND.SECY-FIXED CAMERA UNIT-C16 | RMI | GICMRA | C | X | 202028391 |  | 000002581160 |  | ERP-MM-DC1 | 2011-12-17 | 20
COC5 | 2210-4-COC5-CYP40GK001 | 2000219913 | C5CYP40GK001 | C5CYP40GK001 | CCTV FOR IND.SECY-MOBILE CAMERA UNIT-C18 | RMI | GICMRA | C | X | 202028391 |  | 000002581174 |  | ERP-MM-DC1 | 2011-12-17 | 20
COC5 | 2210-4-COC5-CYP40GK002 | 2000219921 | C5CYP40GK002 | C5CYP40GK002 | CCTV FOR IND.SECY-MOBILE CAMERA UNIT-C19 | RMI | GICMRA | C | X | 202028391 |  | 000002581178 |  | ERP-MM-DC1 | 2011-12-17 | 20
COC5 | 2210-4-COC5-CYP40GK003 | 2000219929 | C5CYP40GK003 | C5CYP40GK003 | CCTV FOR IND.SECY-MOBILE CAMERA UNIT-C20 | RMI | GICMRA | C | X | 202028391 |  | 000002581192 |  | ERP-MM-DC1 | 2011-12-17 | 20
COC5 | 2210-4-COC5-CYP50GK001 | 2000219937 | C5CYP50GK001 | C5CYP50GK001 | CCTV FOR IND.SECY-FIXED CAMERA UNIT-C12 | RMI | GICMRA | C | X | 202028391 |  | 000002581196 |  | ERP-MM-DC1 | 2011-12-17 | 20
COC5 | 2210-4-COC5-CYP60GH001 | 2000219945 | C5CYP60GH001 | C5CYP60GH001 | VIDEO CONTROL MATRIX & VIDEO CONN.PANEL | RME | GEPANL | C | X | 202028391 |  | 000002581200 |  | ERP-MM-DC1 | 2011-12-17 | 20
COC5 | 2210-4-COC5-CYP60GH003 | 2000219953 | C5CYP60GH003 | C5CYP60GH003 | CCTV MONITOR B/W 19" | RMI | GIMNTR | C | X | 202028391 |  | 000002581214 |  | ERP-MM-DC1 | 2011-12-17 | 20
COC5 | 2210-4-COC5-CYP60GH004 | 2000219961 | C5CYP60GH004 | C5CYP60GH004 | CCTV MONITOR B/W 19" | RMI | GIMNTR | C | X | 202028391 |  | 000002581218 |  | ERP-MM-DC1 | 2011-12-17 | 20
COC5 | 2210-4-COC5-CYP60GH006 | 2000219969 | C5CYP60GH006 | C5CYP60GH006 | CCTV-VIDEO DISPLAY MONITOR | RMI | GIMNTR | C | X | 202028391 |  | 000002581232 |  | ERP-MM-DC1 | 2011-12-17 | 20
COC5 | 2210-4-COC5-EGC02AT001 | 2000219977 | C5EGC02AT001 | C5EGC02AT001 | RAW FUEL DUPLEX FILTER | RMM | GMFILT | B | X | 202028383 |  | 000002581236 |  | ERP-MM-DC1 | 2011-12-17 | 20
COC5 | 2210-4-COC5-EGC05AT001 | 2000219985 | C5EGC05AT001 | C5EGC05AT001 | RAW FUEL DUPLEX FILTER | RMM | GMFILT | B | X | 202028383 |  | 000002581240 |  | ERP-MM-DC1 | 2011-12-17 | 20
COC5 | 2210-4-COC5-EGC21AA001 | 2000219993 | C5EGC21AA001 | C5EGC21FV01 | CR.OIL TR.PUMP-A DISCH.FLOW CONTROL V/V | RMM | GMVL-BA | B | X | 202028383 |  | 000002581254 |  | ERP-MM-DC1 | 2011-12-17 | 20
COC5 | 2210-4-COC5-EGC21AP001 | 2000220001 | C5EGC21AP001 | C5EGC21AP001 | CRUDE OIL TRANSFER PUMP-A | RMM | GMPUMP | B | X | 202028383 |  | 000002581258 |  | ERP-MM-DC1 | 2011-12-17 | 20
COC5 | 2210-4-COC5-EGC21AP001-M01 | 2000220009 | C5EGC21AP001-M01 | C5EGC21AP001-M1 | CRUDE OIL TRANSFER PUMP-A MOTOR | RME | GEMOTR | B | X | 202028383 |  | 000002581272 |  | ERP-MM-DC1 | 2011-12-17 | 20
COC5 | 2210-4-COC5-EGC21CF001 | 2000220017 | C5EGC21CF001 | C5EGC21FT01 | CR.OIL TR.PUMP-A FLOW TRANSMITTER | RMI | GIXM-FC | C | X | 202028383 |  | 000002581276 |  | ERP-MM-DC1 | 2011-12-17 | 20
COC5 | 2210-4-COC5-EGC21CP001 | 2000220025 | C5EGC21CP001 | C5EGC21PI/PSL | CR.OIL TR.PUMP-A DISCH.P.INDCTR/P.SWITCH | RMI | GIIN-PR | C | X | 202028383 |  | 000002581280 |  | ERP-MM-DC1 | 2011-12-17 | 20
COC5 | 2210-4-COC5-EGC22AA001 | 2000220033 | C5EGC22AA001 | C5EGC22FV01 | CR.OIL TR.PUMP-B DISCH.FLOW CONTROL V/V | RMM | GMVL-BA | B | X | 202028383 |  | 000002581294 |  | ERP-MM-DC1 | 2011-12-17 | 20
COC5 | 2210-4-COC5-EGC22AP001 | 2000220041 | C5EGC22AP001 | C5EGC22AP001 | CRUDE OIL TRANSFER PUMP-B | RMM | GMPUMP | B | X | 202028383 |  | 000002581298 |  | ERP-MM-DC1 | 2011-12-17 | 20
COC5 | 2210-4-COC5-EGC22AP001-M01 | 2000220049 | C5EGC22AP001-M01 | C5EGC22AP001-M1 | CRUDE OIL TRANSFER PUMP-B MOTOR | RME | GEMOTR | B | X | 202028383 |  | 000002581312 |  | ERP-MM-DC1 | 2011-12-17 | 20
COC5 | 2210-4-COC5-EGC22CF001 | 2000220057 | C5EGC22CF001 | C5EGC22CF001 | CR.OIL TR.PUMP-B FLOW TRANSMITTER | RMI | GIXM-FC | C | X | 202028383 |  | 000002581316 |  | ERP-MM-DC1 | 2011-12-17 | 20
COC5 | 2210-4-COC5-EGC22CP001 | 2000220065 | C5EGC22CP001 | C5EGC22PI/PSL | CR.OIL TR.PUMP-B DISCH.P.INDCTR/P.SWITCH | RMI | GIIN-PR | C | X | 202028383 |  | 000002581320 |  | ERP-MM-DC1 | 2011-12-17 | 20
COC5 | 2210-4-COC5-EGC23AA001 | 2000220073 | C5EGC23AA001 | C5EGC23FV01 | CR.OIL TR.PUMP-C DISCH.FLOW CONTROL V/V | RMM | GMVL-BA | B | X | 202028383 |  | 000002581334 |  | ERP-MM-DC1 | 2011-12-17 | 20
COC5 | 2210-4-COC5-EGC23AP001 | 2000220081 | C5EGC23AP001 | C5EGC23AP001 | CRUDE OIL TRANSFER PUMP-C | RMM | GMPUMP | B | X | 202028383 |  | 000002581338 |  | ERP-MM-DC1 | 2011-12-17 | 20
COC5 | 2210-4-COC5-EGC23AP001-M01 | 2000220089 | C5EGC23AP001-M01 | C5EGC23AP001-M1 | CRUDE OIL TRANSFER PUMP-C MOTOR | RME | GEMOTR | B | X | 202028383 |  | 000002581352 |  | ERP-MM-DC1 | 2011-12-17 | 20
COC5 | 2210-4-COC5-EGC23CF001 | 2000220097 | C5EGC23CF001 | C5EGC23FT01 | CR.OIL TR.PUMP-C FLOW TRANSMITTER | RMI | GIXM-FC | C | X | 202028383 |  | 000002581356 |  | ERP-MM-DC1 | 2011-12-17 | 20
COC5 | 2210-4-COC5-EGC23CP001 | 2000220105 | C5EGC23CP001 | C5EGC23PI/PSL | CR.OIL TR.PUMP-C DISCH.P.INDCTR/P.SWITCH | RMI | GIIN-PR | C | X | 202028383 |  | 000002581360 |  | ERP-MM-DC1 | 2011-12-17 | 20
COC5 | 2210-4-COC5-EGC24AA001 | 2000220113 | C5EGC24AA001 | C5EGC24FV01 | CR.OIL TR.PUMP-D DISCH.FLOW CONTROL V/V | RMM | GMVL-BA | B | X | 202028383 |  | 000002581374 |  | ERP-MM-DC1 | 2011-12-17 | 20
COC5 | 2210-4-COC5-EGC24AP001 | 2000220122 | C5EGC24AP001 | C5EGC24AP001 | CRUDE OIL TRANSFER PUMP-D | RMM | GMPUMP | B | X | 202028383 |  | 000002581379 |  | ERP-MM-DC1 | 2011-12-17 | 20
COC5 | 2210-4-COC5-EGC24AP001-M01 | 2000220130 | C5EGC24AP001-M01 | C5EGC24AP001-M1 | CRUDE OIL TRANSFER PUMP-D MOTOR | RME | GEMOTR | B | X | 202028383 |  | 000002581393 |  | ERP-MM-DC1 | 2011-12-17 | 20
COC5 | 2210-4-COC5-EGC24CF001 | 2000220138 | C5EGC24CF001 | C5EGC24FT01 | CR.OIL TR.PUMP-D FLOW TRANSMITTER | RMI | GIXM-FC | C | X | 202028383 |  | 000002581397 |  | ERP-MM-DC1 | 2011-12-17 | 20
COC5 | 2210-4-COC5-EGC24CP001 | 2000220146 | C5EGC24CP001 | C5EGC24PI/PSL | CR.OIL TR.PUMP-D DISCH.P.INDCTR/P.SWITCH | RMI | GIIN-PR | C | X | 202028383 |  | 000002581411 |  | ERP-MM-DC1 | 2011-12-17 | 20
COC5 | 2210-4-COC5-EGC41AT001 | 2000220154 | C5EGC41AT001 | C5EGC41AT001 | FO.FORW.PUMP SUCTN.FILTER A-FEED TRANSFR | RMM | GMFILT | C | X | 202028383 |  | 000002581415 |  | ERP-MM-DC1 | 2011-12-17 | 20
COC5 | 2210-4-COC5-EGC42AT001 | 2000220162 | C5EGC42AT001 | C5EGC42AT001 | FO.FORW.PUMP SUCTN.FILTER B-FEED TRANSFR | RMM | GMFILT | C | X | 202028383 |  | 000002581419 |  | ERP-MM-DC1 | 2011-12-17 | 20
COC5 | 2210-4-COC5-EGC43AT001 | 2000220170 | C5EGC43AT001 | C5EGC43AT001 | FO.FORW.PUMP SUCTN.FILTER C-FEED TRANSFR | RMM | GMFILT | C | X | 202028383 |  | 000002581433 |  | ERP-MM-DC1 | 2011-12-17 | 20
COC5 | 2210-4-COC5-EGC44AT001 | 2000220178 | C5EGC44AT001 | C5EGC44AT001 | FO.FORW.PUMP SUCTN.FILTER D-FEED TRANSFR | RMM | GMFILT | C | X | 202028383 |  | 000002581437 |  | ERP-MM-DC1 | 2011-12-17 | 20
COC5 | 2210-4-COC5-EGC45AT001 | 2000220186 | C5EGC45AT001 | C5EGC45AT001 | FO.FORW.PUMP SUCTN.FILTER E-FEED TRANSFR | RMM | GMFILT | C | X | 202028383 |  | 000002581451 |  | ERP-MM-DC1 | 2011-12-17 | 20
COC5 | 2210-4-COC5-EGC51AP001 | 2000220194 | C5EGC51AP001 | C5EGC51AP001 | FUEL OIL FORWARDING PUMP-A | RMM | GMPUMP | B | X | 202028383 |  | 000002581455 |  | ERP-MM-DC1 | 2011-12-17 | 20
COC5 | 2210-4-COC5-EGC51AP001-M01 | 2000220202 | C5EGC51AP001-M01 | C5EGC51AP001-M1 | FUEL OIL FORWARDING PUMP A - MOTOR | RME | GEMOTR | B | X | 202028383 |  | 000002581459 |  | ERP-MM-DC1 | 2011-12-17 | 20
COC5 | 2210-4-COC5-EGC52AP001 | 2000220210 | C5EGC52AP001 | C5EGC52AP001 | FUEL OIL FORWARDING PUMP-B | RMM | GMPUMP | B | X | 202028383 |  | 000002581473 |  | ERP-MM-DC1 | 2011-12-17 | 20
COC5 | 2210-4-COC5-EGC52AP001-M01 | 2000220218 | C5EGC52AP001-M01 | C5EGC52AP001-M1 | FUEL OIL FORWARDING PUMP B - MOTOR | RME | GEMOTR | B | X | 202028383 |  | 000002581477 |  | ERP-MM-DC1 | 2011-12-17 | 20
COC5 | 2210-4-COC5-EGC53AP001 | 2000220226 | C5EGC53AP001 | C5EGC53AP001 | FUEL OIL FORWARDING PUMP-C | RMM | GMPUMP | B | X | 202028383 |  | 000002581491 |  | ERP-MM-DC1 | 2011-12-17 | 20
COC5 | 2210-4-COC5-EGC53AP001-M01 | 2000220234 | C5EGC53AP001-M01 | C5EGC53AP001-M1 | FUEL OIL FORWARDING PUMP C MOTOR | RME | GEMOTR | B | X | 202028383 |  | 000002581495 |  | ERP-MM-DC1 | 2011-12-17 | 20
COC5 | 2210-4-COC5-EGC54AP001 | 2000220242 | C5EGC54AP001 | C5EGC54AP001 | FUEL OIL FORWARDING PUMP-D | RMM | GMPUMP | B | X | 202028383 |  | 000002581499 |  | ERP-MM-DC1 | 2011-12-17 | 20
COC5 | 2210-4-COC5-EGC54AP001-M01 | 2000220250 | C5EGC54AP001-M01 | C5EGC54AP001-M1 | FUEL OIL FORWARDING PUMP D - MOTOR | RME | GEMOTR | B | X | 202028383 |  | 000002581513 |  | ERP-MM-DC1 | 2011-12-17 | 20
COC5 | 2210-4-COC5-EGC55AP001 | 2000220258 | C5EGC55AP001 | C5EGC55AP001 | FUEL OIL FORWARDING PUMP-E | RMM | GMPUMP | B | X | 202028383 |  | 000002581517 |  | ERP-MM-DC1 | 2011-12-17 | 20
COC5 | 2210-4-COC5-EGC55AP001-M01 | 2000220266 | C5EGC55AP001-M01 | C5EGC55AP001-M1 | FUEL OIL FORWARDING PUMP E - MOTOR | RME | GEMOTR | B | X | 202028383 |  | 000002581531 |  | ERP-MM-DC1 | 2011-12-17 | 20
COC5 | 2210-4-COC5-EGD06AA001 | 2000220274 | C5EGD06AA001 | C5EGD06XV01 | CR.OIL TRNSFR.STRAINER-A DRAIN VALVE | RMM | GMVL-BA | B | X | 202028383 |  | 000002581535 |  | ERP-MM-DC1 | 2011-12-17 | 20
COC5 | 2210-4-COC5-EGD06AT001 | 2000220282 | C5EGD06AT001 | C5EGD06AT001 | CRUDE FUEL OIL TRANSFER STRAINERS | RMM | GMSTRN | B | X | 202028383 |  | 000002581539 |  | ERP-MM-DC1 | 2011-12-17 | 20
COC5 | 2210-4-COC5-EGD06AT001-M01 | 2000220290 | C5EGD06AT001-M01 | C5EGD06AT001-M1 | CRUDE FUEL OIL TRANSFER STRAINERS MOTOR | RME | GEMOTR | B | X | 202028383 |  | 000002581553 |  | ERP-MM-DC1 | 2011-12-17 | 20
COC5 | 2210-4-COC5-EGD06CP001 | 2000220298 | C5EGD06CP001 | C5EGD06PI01 | CR.OIL TRNSFR.STRAINR-A O/L PR.INDICATOR | RMI | GIIN-PR | B | X | 202028383 |  | 000002581557 |  | ERP-MM-DC1 | 2011-12-17 | 20
COC5 | 2210-4-COC5-EGD06CP002 | 2000220306 | C5EGD06CP002 | C5EGD06PDI/PDS | CR.OIL TRNSFR.STRAINR-A DP.INDCTR/SWITCH | RMI | GISW-CN | C | X | 202028383 |  | 000002581571 |  | ERP-DLGN-EAA | 2013-03-05 | 20
COC5 | 2210-4-COC5-EGD07AA001 | 2000220314 | C5EGD07AA001 | C5EGD07XV01 | CR.OIL TRNSFR.STRAINER-B DRAIN VALVE | RMM | GMVL-BA | B | X | 202028383 |  | 000002581575 |  | ERP-MM-DC1 | 2011-12-17 | 20
COC5 | 2210-4-COC5-EGD07AT001 | 2000220322 | C5EGD07AT001 | C5EGD07AT001 | CRUDE FUEL OIL TRANSFER STRAINERS | RMM | GMSTRN | B | X | 202028383 |  | 000002581579 |  | ERP-MM-DC1 | 2011-12-17 | 20
COC5 | 2210-4-COC5-EGD07AT001-M01 | 2000220330 | C5EGD07AT001-M01 | C5EGD07AT001-M1 | CRUDE FUEL OIL TRANSFER STRAINERS MOTOR | RME | GEMOTR | B | X | 202028383 |  | 000002581593 |  | ERP-MM-DC1 | 2011-12-17 | 20
COC5 | 2210-4-COC5-EGD07CP001 | 2000220338 | C5EGD07CP001 | C5EGD07PI01 | CR.OIL TRNSFR.STRAINR-B O/L PR.INDICATOR | RMI | GIIN-PR | C | X | 202028383 |  | 000002581597 |  | ERP-MM-DC1 | 2011-12-17 | 20
COC5 | 2210-4-COC5-EGD07CP002 | 2000220346 | C5EGD07CP002 | C5EGD07PDI/PDS | CR.OIL TRNSFR.STRAINR-B DP.INDCTR/SWITCH | RMI | GISW-CN | C | X | 202028383 |  | 000002581611 |  | ERP-DLGN-EAA | 2013-03-05 | 20
COC5 | 2210-4-COC5-EGD20AA001 | 2000220354 | C5EGD20AA001 | C5EGD20FV01 | CR.OIL TRANSFR.PUMPS DISCH.F.CONTROL V/V | RMM | GMVL-BA | B | X | 202028383 |  | 000002581615 |  | ERP-MM-DC1 | 2011-12-17 | 20
COC5 | 2210-4-COC5-EGD20AA101 | 2000220362 | C5EGD20AA101 | C5EGD20HV01 | CR.OIL TRNSFR. STRAINER-A INLET VALVE | RMM | GMVL-MO | B | X | 202028383 |  | 000002581619 |  | ERP-MM-DC1 | 2011-12-17 | 20
COC5 | 2210-4-COC5-EGD20AA102 | 2000220370 | C5EGD20AA102 | C5EGD20HV02 | CR.OIL TRNSFR. STRAINER-B INLET VALVE | RMM | GMVL-MO | B | X | 202028383 |  | 000002581633 |  | ERP-MM-DC1 | 2011-12-17 | 20
COC5 | 2210-4-COC5-EGD20AA111 | 2000220378 | C5EGD20AA111 | C5EGD20HV11 | CR.OIL TRNSFR. STRAINER-A OUTLET VALVE | RMM | GMVL-MO | B | X | 202028383 |  | 000002581637 |  | ERP-MM-DC1 | 2011-12-17 | 20
COC5 | 2210-4-COC5-EGD20AA112 | 2000220386 | C5EGD20AA112 | C5EGD20HV12 | CR.OIL TRNSFR.STRAINER-B OUTLET VALVE | RMM | GMVL-MO | B | X | 202028383 |  | 000002581651 |  | ERP-MM-DC1 | 2011-12-17 | 20
COC5 | 2210-4-COC5-EGD20AT001 | 2000220394 | C5EGD20AT001 | C5EGD20AT001 | CR.OIL TRNSFR.PUMP-A SUCTION Y-STRAINER | RMM | GMSTRN | B | X | 202028383 |  | 000002581655 |  | ERP-MM-DC1 | 2011-12-17 | 20
COC5 | 2210-4-COC5-EGD20AT002 | 2000220402 | C5EGD20AT002 | C5EGD20AT002 | CR.OIL TRNSFR.PUMP-B SUCTION Y-STRAINER | RMM | GMSTRN | B | X | 202028383 |  | 000002581659 |  | ERP-MM-DC1 | 2011-12-17 | 20
COC5 | 2210-4-COC5-EGD20AT003 | 2000220410 | C5EGD20AT003 | C5EGD20AT003 | CR.OIL TRNSFR.PUMP-C SUCTION Y-STRAINER | RMM | GMSTRN | B | X | 202028383 |  | 000002581673 |  | ERP-MM-DC1 | 2011-12-17 | 20
COC5 | 2210-4-COC5-EGD20AT004 | 2000220418 | C5EGD20AT004 | C5EGD20AT004 | CR.OIL TRNSFR.PUMP-D SUCTION Y-STRAINER | RMM | GMSTRN | B | X | 202028383 |  | 000002581677 |  | ERP-MM-DC1 | 2011-12-17 | 20
COC5 | 2210-4-COC5-EGD20CF001 | 2000220426 | C5EGD20CF001 | C5EGD20FT/FE | CR.OIL TR.PUMPS DISCH.FLOW TRNSMTR/ELMNT | RMI | GIXM-FC | C | X | 202028383 |  | 000002581691 |  | ERP-MM-DC1 | 2011-12-17 | 20
COC5 | 2210-4-COC5-EGD20CP002 | 2000220434 | C5EGD20CP002 | C5EGD20PT2/PI3 | CR.OIL TR.PUMPS DISCH.PR.TRNSMTR/INDCTR. | RMI | GIXM-DP | C | X | 202028383 |  | 000002581695 |  | ERP-MM-DC1 | 2011-12-17 | 20
COC5 | 2210-4-COC5-EGE06AT001 | 2000220442 | C5EGE06AT001 | C5EGE06AT001 | CRUDE FUEL OIL TRANSFER STRAINER-1 | RMM | GMSTRN | B | X | 202028383 |  | 000002581699 |  | ERP-MM-DC1 | 2011-12-17 | 20
COC5 | 2210-4-COC5-EGE07AT001 | 2000220450 | C5EGE07AT001 | C5EGE07AT001 | CRUDE FUEL OIL TRANSFER STRAINER-2 | RMM | GMSTRN | B | X | 202028383 |  | 000002581713 |  | ERP-MM-DC1 | 2011-12-17 | 20
COC5 | 2210-4-COC5-EGE10BB001 | 2000220458 | C5EGE10BB001 | C5EGE10BB001 | CRUDE F.O. STRAINERS DRAIN TANK | RMM | GMTANK | B | X | 202028383 |  | 000002581717 |  | ERP-MM-DC1 | 2011-12-17 | 20
COC5 | 2210-4-COC5-EGE10CL001 | 2000220466 | C5EGE10CL001 | C5EGE10LS/LG | CR.OIL STR.DRAIN TANK LVL.SWITCH/L.GAUGE | RMI | GISW-LV | C | X | 202028383 |  | 000002581731 |  | ERP-MM-DC1 | 2011-12-17 | 20
COC5 | 2210-4-COC5-EGE11AP001 | 2000220474 | C5EGE11AP001 | C5EGE11AP001 | CRUDE F.O.STRAINERS DRAIN SUMP PUMP-A | RMM | GMPUMP | B | X | 202028383 |  | 000002581735 |  | ERP-MM-DC1 | 2011-12-17 | 20
COC5 | 2210-4-COC5-EGE11AP001-M01 | 2000220482 | C5EGE11AP001-M01 | C5EGE11AP001-M1 | CRUDE F.O.STRAINER DRN.SUMP PUMP-A MOTOR | RME | GEMOTR | B | X | 202028383 |  | 000002581739 |  | ERP-MM-DC1 | 2011-12-17 | 20
COC5 | 2210-4-COC5-EGE11CP001 | 2000220490 | C5EGE11CP001 | C5EGE11PI01 | CRO.STR.DRN.SUMP PUMP-A DISCH.PR.INDICTR | RMI | GIIN-PR | C | X | 202028383 |  | 000002581753 |  | ERP-MM-DC1 | 2011-12-17 | 20
COC5 | 2210-4-COC5-EGE12AP001 | 2000220498 | C5EGE12AP001 | C5EGE12AP001 | CRUDE F.O. STRAINERS DRAIN SUMP PUMP-B | RMM | GMPUMP | B | X | 202028383 |  | 000002581757 |  | ERP-MM-DC1 | 2011-12-17 | 20
COC5 | 2210-4-COC5-EGE12AP001-M01 | 2000220506 | C5EGE12AP001-M01 | C5EGE12AP001-M1 | CRUDE F.O.STRAINER DRN.SUMP PUMP-B MOTOR | RME | GEMOTR | B | X | 202028383 |  | 000002581771 |  | ERP-MM-DC1 | 2011-12-17 | 20
COC5 | 2210-4-COC5-EGE12CP001 | 2000220514 | C5EGE12CP001 | C5EGE12PI01 | CRO.STR.DRN.SUMP PUMP-B DISCH.PR.INDCTR. | RMI | GIIN-PR | C | X | 202028383 |  | 000002581775 |  | ERP-MM-DC1 | 2011-12-17 | 20
COC5 | 2210-4-COC5-EGE30AP001 | 2000220522 | C5EGE30AP001 | C5EGE30AP001 | POTABLE SUMP PUMP & TANK | RMM | GMPUMP | B | X | 202028383 |  | 000002581779 |  | ERP-MM-DC1 | 2011-12-17 | 20
COC5 | 2210-4-COC5-EGE30AP001-M01 | 2000220530 | C5EGE30AP001-M01 | C5EGE30AP001-M1 | PORTABLE SUMP PUMP MOTOR | RME | GEMOTR | B | X | 202028383 |  | 000002581793 |  | ERP-MM-DC1 | 2011-12-17 | 20
COC5 | 2210-4-COC5-EGR | 2000220538 | C5EGR | C5EGR | CRUDE OIL TREATMENT PLANT |  |  | C | X | 202028383 |  | 000002581797 |  | ERP-MM-DC1 | 2011-12-17 | 20
COC5 | 2210-4-COC5-EGR01AA001 | 2000220546 | C5EGR01AA001 | C5127 | CRUDE OIL SUPPLY FLOW CONTROL VALVE | RMM | GMVL-BA | B | X | 202028383 |  | 000002581811 | I24 | 65415 | 2013-04-23 | 20
COC5 | 2210-4-COC5-EGR01AA002 | 2000220554 | C5EGR01AA002 | C5128 | CRUDE OIL BACK PRESSURE REGULATING VALVE | RMM | GMVL-BA | B | X | 202028383 |  | 000002581815 | I24 | 65415 | 2013-04-23 | 20
COC5 | 2210-4-COC5-EGR01AA003 | 2000220562 | C5EGR01AA003 | C5217 | CRO.SUPPLY VALVE TO CENTRIFUGE MODULE | RMM | GMVL-BA | C | X | 202028383 |  | 000002581819 |  | ERP-MM-DC1 | 2011-12-17 | 20
COC5 | 2210-4-COC5-EGR01AA004 | 2000220570 | C5EGR01AA004 | C5218 | CRO.HEAT EXCHR.O/L RICIRCULATION VALVE | RMM | GMVL-BA | B | X | 202028383 |  | 000002581833 |  | ERP-MM-DC1 | 2011-12-17 | 20
COC5 | 2210-4-COC5-EGR01AA005 | 2000220578 | C5EGR01AA005 | C5541EGR01AA05 | TREAT CRO RET.INTERCONN.V/V TO CEN.MODUL | RMM | GMVL-BA | C | X | 202028383 |  | 000002581837 |  | ERP-MM-DC1 | 2011-12-17 | 20
COC5 | 2210-4-COC5-EGR01AA401 | 2000220586 | C5EGR01AA401 | C5124 | CRUDE OIL SUPPLY PI/PS ISOLATION VALVE | RMM | GMVLVE | B | X | 202028383 |  | 000002581851 |  | ERP-MM-DC1 | 2011-12-17 | 20
COC5 | 2210-4-COC5-EGR01AA402 | 2000220594 | C5EGR01AA402 | C5138A |  | RMM | GMVLVE | B | X | 202028383 |  | 000002581855 |  | ERP-MM-DC1 | 2011-12-17 | 20
COC5 | 2210-4-COC5-EGR01AA403 | 2000220602 | C5EGR01AA403 | C5138B | PHE MODULE CRUDE OIL O/L PI ISOL.VALVE | RMM | GMVLVE | B | X | 202028383 |  | 000002581859 |  | ERP-MM-DC1 | 2011-12-17 | 20
COC5 | 2210-4-COC5-EGR01AA404 | 2000220610 | C5EGR01AA404 | C5536B | PHE MODULE TR.CRO I/L PI ISOLATION VALVE | RMM | GMVLVE | B | X | 202028383 |  | 000002581873 |  | ERP-MM-DC1 | 2011-12-17 | 20
COC5 | 2210-4-COC5-EGR01AA405 | 2000220618 | C5EGR01AA405 | C5536A | PHE MODULE TR.CRO O/L PI ISOLATION VALVE | RMM | GMVLVE | B | X | 202028383 |  | 000002581877 |  | ERP-MM-DC1 | 2011-12-17 | 20
COC5 | 2210-4-COC5-EGR01AA601 | 2000220626 | C5EGR01AA601 | C5129 | CRO.BACK PR.REG.V/V O/L CHECK VALVE | RMM | GMVLVE | B | X | 202028383 |  | 000002581891 |  | ERP-MM-DC1 | 2011-12-17 | 20
COC5 | 2210-4-COC5-EGR01AA602 | 2000220634 | C5EGR01AA602 | C5140 | CRUDE OIL RECIRCULATION CHECK VALVE | RMM | GMVLVE | B | X | 202028383 |  | 000002581895 |  | ERP-MM-DC1 | 2011-12-17 | 20
COC5 | 2210-4-COC5-EGR01AA603 | 2000220641 | C5EGR01AA603 | C5542 | TREAT.CRO.RET.INTERCON.CHECK V/V TO CEN. | RMM | GMVLVE | C | X | 202028383 |  | 000002581899 |  | ERP-MM-DC1 | 2011-12-17 | 20
COC5 | 2210-4-COC5-EGR01AA604 | 2000220649 | C5EGR01AA604 | C5544 | TREAT.CRO.RETURN TO TANK CHECK VALVE | RMM | GMVLVE | B | X | 202028383 |  | 000002581913 |  | ERP-MM-DC1 | 2011-12-17 | 20
COC5 | 2210-4-COC5-EGR01AA701 | 2000220657 | C5EGR01AA701 | C5121EGR01AA701 | CRUDE OIL SUPPLY VALVE BEFORE CRO.FCV. | RMM | GMVLVE | B | X | 202028383 |  | 000002581917 |  | ERP-MM-DC1 | 2011-12-17 | 20
COC5 | 2210-4-COC5-EGR01AA702 | 2000220665 | C5EGR01AA702 | C5122 | CRUDE OIL SUPPLY SAMPLING VALVE | RMM | GMVLVE | B | X | 202028383 |  | 000002581931 |  | ERP-MM-DC1 | 2011-12-17 | 20
COC5 | 2210-4-COC5-EGR01AA703 | 2000220673 | C5EGR01AA703 | C5133 | CRUDE OIL SUPPLY PHE.MODULE BYPASS VALVE | RMM | GMVLVE | B | X | 202028383 |  | 000002581935 |  | ERP-MM-DC1 | 2011-12-17 | 20
COC5 | 2210-4-COC5-EGR01AA704 | 2000220681 | C5EGR01AA704 | C5141 | CRUDE OIL RECIRCLN.VALVE TO RAW TANK | RMM | GMVLVE | C | X | 202028383 |  | 000002581939 |  | ERP-MM-DC1 | 2011-12-17 | 20
COC5 | 2210-4-COC5-EGR01AA705 | 2000220689 | C5EGR01AA705 | C5131 | PHE MODULE CRUDE OIL INLET VALVE | RMM | GMVLVE | B | X | 202028383 |  | 000002581953 |  | ERP-MM-DC1 | 2011-12-17 | 20
COC5 | 2210-4-COC5-EGR01AA706 | 2000220697 | C5EGR01AA706 | C5132 | PHE MODULE CRUDE OIL OUTLET VALVE | RMM | GMVLVE | B | X | 202028383 |  | 000002581957 |  | ERP-MM-DC1 | 2011-12-17 | 20
COC5 | 2210-4-COC5-EGR01AA707 | 2000220705 | C5EGR01AA707 | C5208 | CRO.HEAT EXCHRS.BYPASS VALVE | RMM | GMVLVE | B | X | 202028383 |  | 000002581971 |  | ERP-MM-DC1 | 2011-12-17 | 20
COC5 | 2210-4-COC5-EGR01AA708 | 2000220713 | C5EGR01AA708 | C5534 | PHE MODULE TREAT.CRO INLET VALVE | RMM | GMVLVE | B | X | 202028383 |  | 000002581975 |  | ERP-MM-DC1 | 2011-12-17 | 20
COC5 | 2210-4-COC5-EGR01AA709 | 2000220721 | C5EGR01AA709 | C5535 | PHE MODULE TREAT.CRO OUTLET VALVE | RMM | GMVLVE | B | X | 202028383 |  | 000002581979 |  | ERP-MM-DC1 | 2011-12-17 | 20
COC5 | 2210-4-COC5-EGR01AA710 | 2000220729 | C5EGR01AA710 | C5533 | PHE MODULE TREAT.CRO BYPASS VALVE | RMM | GMVLVE | B | X | 202028383 |  | 000002581993 |  | ERP-MM-DC1 | 2011-12-17 | 20
COC5 | 2210-4-COC5-EGR01AA711 | 2000220738 | C5EGR01AA711 | C5540EGR01AA711 | TREAT CRO RETURN LINE SAMPLING VALVE | RMM | GMVLVE | B | X | 202028383 |  | 000002581998 |  | ERP-MM-DC1 | 2011-12-17 | 20
COC5 | 2210-4-COC5-EGR01AA712 | 2000220746 | C5EGR01AA712 | C5543 | TREAT.CRO.RETURN TO TANK ISOLATION VALVE | RMM | GMVL-BA | B | X | 202028383 |  | 000002582012 |  | ERP-MM-DC1 | 2011-12-17 | 20
COC5 | 2210-4-COC5-EGR01AC001 | 2000220754 | C5EGR01AC001 | C5EGR01AC001 | REGENERATIVE PLATE HEAT EXCHANGER | RMM | GMEX-HE | C | X | 202028383 |  | 000002582016 |  | ERP-MM-DC1 | 2011-12-17 | 20
COC5 | 2210-4-COC5-EGR01BR001 | 2000220762 | C5EGR01BR001 | C5EGR01BR001 | CRO.HEAT EXCHANGER INLET/OUTLET PIPING | RMM | GMPIPE | C | X | 202028383 |  | 000002582020 |  | ERP-MM-DC1 | 2011-12-17 | 20
COC5 | 2210-4-COC5-EGR01CP001 | 2000220770 | C5EGR01CP001 | C5125 | CRUDE OIL SUPPLY PRESSURE INDICATOR | RMI | GIIN-PR | B | X | 202028383 |  | 000002582034 | I24 | 65415 | 2013-04-23 | 20
COC5 | 2210-4-COC5-EGR01CP002 | 2000220778 | C5EGR01CP002 | C5142 | CRUDE OIL SUPPLY PRESSURE SWITCH | RMI | GISW-CN | C | X | 202028383 |  | 000002582038 | I24 | 65415 | 2013-04-23 | 20
COC5 | 2210-4-COC5-EGR01CP003 | 2000220786 | C5EGR01CP003 | C5137A | PHE MODULE CRUDE OIL I/L PRESS.INDICATOR | RMI | GIIN-PR | C | X | 202028383 |  | 000002582052 | I24 | 65415 | 2013-04-23 | 20
COC5 | 2210-4-COC5-EGR01CP004 | 2000220794 | C5EGR01CP004 | C5137B | PHE MODULE CRUDE OIL O/L PRESS INDICATOR | RMI | GIIN-PR | B | X | 202028383 |  | 000002582056 | I24 | 65415 | 2013-04-23 | 20
COC5 | 2210-4-COC5-EGR01CP005 | 2000220802 | C5EGR01CP005 | C5537B | PHE MODULE TR.CRO I/L PRESS.INDICATOR | RMI | GIIN-PR | C | X | 202028383 |  | 000002582060 | I24 | 65415 | 2013-04-23 | 20
COC5 | 2210-4-COC5-EGR01CP006 | 2000220810 | C5EGR01CP006 | C5537A | PHE MODULE TR.CRO O/L PRESS.INDICATOR | RMI | GIIN-PR | B | X | 202028383 |  | 000002582074 | I24 | 65415 | 2013-04-23 | 20
COC5 | 2210-4-COC5-EGR01CT001 | 2000220818 | C5EGR01CT001 | C5126 | CRUDE OIL SUPPLY TEMPERATURE INDICATOR | RMI | GIIN-TE | B | X | 202028383 |  | 000002582078 | I24 | 65415 | 2013-04-23 | 20
COC5 | 2210-4-COC5-EGR01CT002 | 2000220826 | C5EGR01CT002 | C5139 | CRO TEMP INDICATOR BEFORE HEAT EXCHANGRS | RMI | GIIN-TE | B | X | 202028383 |  | 000002582092 |  | ERP-MM-DC1 | 2011-12-17 | 20
COC5 | 2210-4-COC5-EGR01CT003 | 2000220834 | C5EGR01CT003 | C5531 | PHE MODULE TREAT.CRO I/L TEMP INDICATOR | RMI | GIIN-TE | B | X | 202028383 |  | 000002582096 | I24 | 65415 | 2013-04-23 | 20
COC5 | 2210-4-COC5-EGR01CT004 | 2000220842 | C5EGR01CT004 | C5539 | PHE MODULE TREAT.CRO O/L TEMP INDICATOR | RMI | GIIN-TE | B | X | 202028383 |  | 000002582100 | I24 | 65415 | 2013-04-23 | 20
COC5 | 2210-4-COC5-EGR01GK001 | 2000220850 | C5EGR01GK001 | C5538 | TREAT CRO RETURN LINE BSW PROBE/MONITOR | RMI | GIMNTR | C | X | 202028383 |  | 000002582114 | I24 | 65415 | 2013-04-23 | 20
COC5 | 2210-4-COC5-EGR05AA301 | 2000220858 | C5EGR05AA301 | C5201A | CRO.HEAT EXCHR-A SAFETY RELIEF VALVE | RMM | GMVL-RE | C | X | 202028383 |  | 000002582118 |  | ERP-MM-DC1 | 2011-12-17 | 20
COC5 | 2210-4-COC5-EGR05AA401 | 2000220866 | C5EGR05AA401 | C5135A | HEAT EXCHANGR-A CRO I/L PI ISOL.VALVE | RMM | GMVLVE | C | X | 202028383 |  | 000002582132 |  | ERP-MM-DC1 | 2011-12-17 | 20
COC5 | 2210-4-COC5-EGR05AA402 | 2000220874 | C5EGR05AA402 | C5203A | CRO.HEAT EXCHR-A O/L PI ISOLATION VALVE | RMM | GMVLVE | C | X | 202028383 |  | 000002582136 |  | ERP-MM-DC1 | 2011-12-17 | 20
COC5 | 2210-4-COC5-EGR05AA601 | 2000220882 | C5EGR05AA601 | C5230 | CRO.HEAT EXCHRS.RLF.V/V O/L CHECK VALVE | RMM | GMVLVE | C | X | 202028383 |  | 000002582140 |  | ERP-MM-DC1 | 2011-12-17 | 20
COC5 | 2210-4-COC5-EGR05AA701 | 2000220890 | C5EGR05AA701 | C5134A | HEAT EXCHANGER-A CRO.INLET ISOL.VALVE | RMM | GMVLVE | C | X | 202028383 |  | 000002582154 |  | ERP-MM-DC1 | 2011-12-17 | 20
COC5 | 2210-4-COC5-EGR05AA702 | 2000220897 | C5EGR05AA702 | C5206A | CRO.HEAT EXCHR-A OUTLET VALVE | RMM | GMVLVE | C | X | 202028383 |  | 000002582158 |  | ERP-MM-DC1 | 2011-12-17 | 20
COC5 | 2210-4-COC5-EGR05AA703 | 2000220905 | C5EGR05AA703 | C5214 | CRO.HEAT EXCHRS.O/L FT INLET VALVE | RMM | GMVLVE | C | X | 202028383 |  | 000002582172 |  | ERP-MM-DC1 | 2011-12-17 | 20
COC5 | 2210-4-COC5-EGR05AA704 | 2000220913 | C5EGR05AA704 | C5213 | CRO.HEAT EXCHRS.O/L FT OUTLET VALVE | RMM | GMVLVE | C | X | 202028383 |  | 000002582176 |  | ERP-MM-DC1 | 2011-12-17 | 20
COC5 | 2210-4-COC5-EGR05AA705 | 2000220921 | C5EGR05AA705 | C5212 | CRO.HEAT EXCHRS.O/L FT BYPASS VALVE | RMM | GMVLVE | C | X | 202028383 |  | 000002582180 |  | ERP-MM-DC1 | 2011-12-17 | 20
COC5 | 2210-4-COC5-EGR05AC001 | 2000220929 | C5EGR05AC001 | C5200A | CRUDE OIL HEAT EXCHANGER - A | RMM | GMEX-HE | C | X | 202028383 |  | 000002582194 |  | ERP-MM-DC1 | 2011-12-17 | 20
COC5 | 2210-4-COC5-EGR05CF001 | 2000220937 | C5EGR05CF001 | C5211 | CRO.HEAT EXCHRS.O/L FLOW TRANSMITTER | RMI | GIXM-FC | C | X | 202028383 |  | 000002582198 | I24 | 65415 | 2013-04-23 | 20
COC5 | 2210-4-COC5-EGR05CP001 | 2000220945 | C5EGR05CP001 | C5136A | HEAT EXCHANGER-A CRO I/L PRESS.INDICATOR | RMI | GIIN-PR | B | X | 202028383 |  | 000002582212 | I24 | 65415 | 2013-04-23 | 20
COC5 | 2210-4-COC5-EGR05CP002 | 2000220953 | C5EGR05CP002 | C5204A | CRO.HEAT EXCHR-A O/L PRESSURE INDICATOR | RMI | GIIN-PR | B | X | 202028383 |  | 000002582216 | I24 | 65415 | 2013-04-23 | 20
COC5 | 2210-4-COC5-EGR05CT001 | 2000220960 | C5EGR05CT001 | C5205A | CRO.HEAT EXCHR-A CRO O/L TEMP.TRANSMITER | RMI | GIEL-TE | C | X | 202028383 |  | 000002582220 | I24 | 65415 | 2013-04-23 | 20
COC5 | 2210-4-COC5-EGR05CT002 | 2000220968 | C5EGR05CT002 | C5209 | CRO.HEAT EXCHRS.O/L TEMP.TRANSMITER | RMI | GIEL-TE | C | X | 202028383 |  | 000002582234 | I24 | 65415 | 2013-04-23 | 20
COC5 | 2210-4-COC5-EGR05CT003 | 2000220976 | C5EGR05CT003 | C5210 | CRO.HEAT EXCHRS.O/L TEMP INDICATOR | RMI | GIIN-TE | C | X | 202028383 |  | 000002582238 | I24 | 65415 | 2013-04-23 | 20
COC5 | 2210-4-COC5-EGR06AA301 | 2000220984 | C5EGR06AA301 | C5201B | CRO.HEAT EXCHR-B SAFETY RELIEF VALVE | RMM | GMVL-RE | C | X | 202028383 |  | 000002582252 |  | ERP-MM-DC1 | 2011-12-17 | 20
COC5 | 2210-4-COC5-EGR06AA401 | 2000220992 | C5EGR06AA401 | C5135B | HEAT EXCHANGER-B CRO I/L PI ISOL.VALVE | RMM | GMVLVE | C | X | 202028383 |  | 000002582256 |  | ERP-MM-DC1 | 2011-12-17 | 20
COC5 | 2210-4-COC5-EGR06AA402 | 2000221000 | C5EGR06AA402 | C5203B | CRO.HEAT EXCHR-B O/L PI ISOLATION VALVE | RMM | GMVLVE | C | X | 202028383 |  | 000002582260 |  | ERP-MM-DC1 | 2011-12-17 | 20
COC5 | 2210-4-COC5-EGR06AA701 | 2000221008 | C5EGR06AA701 | C5134B | HEAT EXCHANGER-B CRO.INLET ISOL.VALVE | RMM | GMVLVE | C | X | 202028383 |  | 000002582274 |  | ERP-MM-DC1 | 2011-12-17 | 20
COC5 | 2210-4-COC5-EGR06AA702 | 2000221016 | C5EGR06AA702 | C5206B | CRO.HEAT EXCHR-B OUTLET VALVE | RMM | GMVLVE | C | X | 202028383 |  | 000002582278 |  | ERP-MM-DC1 | 2011-12-17 | 20
COC5 | 2210-4-COC5-EGR06AC001 | 2000221024 | C5EGR06AC001 | C5200B | CRUDE OIL HEAT EXCHANGER - B | RMM | GMEX-HE | C | X | 202028383 |  | 000002582292 |  | ERP-MM-DC1 | 2011-12-17 | 20
COC5 | 2210-4-COC5-EGR06CP001 | 2000221032 | C5EGR06CP001 | C5136B | HEAT EXCHANGER-B CRO I/L PRESS.INDICATOR | RMI | GIIN-PR | B | X | 202028383 |  | 000002582296 | I24 | 65415 | 2013-04-23 | 20
COC5 | 2210-4-COC5-EGR06CP002 | 2000221040 | C5EGR06CP002 | C5204B | CRO.HEAT EXCHR-B O/L PRESSURE INDICATOR | RMI | GIIN-PR | B | X | 202028383 |  | 000002582300 | I24 | 65415 | 2013-04-23 | 20
COC5 | 2210-4-COC5-EGR06CT001 | 2000221048 | C5EGR06CT001 | C5205B | CRO.HEAT EXCHR-B CRO O/L TEMP.TRANSMITER | RMI | GIEL-TE | C | X | 202028383 |  | 000002582314 | I24 | 65415 | 2013-04-23 | 20
COC5 | 2210-4-COC5-EGR10 | 2000221056 | C5EGR10 | C5EGR10 | CRUDE FUEL OIL TREATMENT SYSTEM |  |  | C | X | 202028383 |  | 000002582318 |  | ERP-MM-DC1 | 2011-12-17 | 20
COC5 | 2210-4-COC5-EGR10GH001 | 2000221064 | C5EGR10GH001 | C5EHY10 | CR.FUEL OIL TREATMENT.SYSTEM PLC | RME | GEPANL | C | X | 202028383 |  | 000002582332 |  | ERP-MM-DC1 | 2011-12-17 | 20
COC5 | 2210-4-COC5-EGR11AA001 | 2000221072 | C5EGR11AA001 | C5309A | CENTRIFUGE-A CR.OIL I/L CONTROL VALVE | RMM | GMVL-BA | B | X | 202028383 |  | 000002582336 | I24 | 65415 | 2013-04-24 | 20
COC5 | 2210-4-COC5-EGR11AA401 | 2000221080 | C5EGR11AA401 | C5401A | CENTRIFUGE-A TR.CRO O/L PI/PS ISOL.VALVE | RMM | GMVLVE | B | X | 202028383 |  | 000002582340 |  | ERP-MM-DC1 | 2011-12-17 | 20
COC5 | 2210-4-COC5-EGR11AA601 | 2000221088 | C5EGR11AA601 | C5407A | CENTRIFUGE-A TR.CRO O/L CHECK VALVE | RMM | GMVLVE | B | X | 202028383 |  | 000002582354 |  | ERP-MM-DC1 | 2011-12-17 | 20
COC5 | 2210-4-COC5-EGR11AA602 | 2000221096 | C5EGR11AA602 | C5761A | CENTRIFUGE-A SIGHT FI O/L CHECK VALVE | RMM | GMVLVE | B | X | 202028383 |  | 000002582358 |  | ERP-MM-DC1 | 2011-12-17 | 20
COC5 | 2210-4-COC5-EGR11AA701 | 2000221104 | C5EGR11AA701 | C5311A | CENTRIFUGE-A CR.OIL FM ISOLATION VALVE | RMM | GMVLVE | B | X | 202028383 |  | 000002582372 |  | ERP-MM-DC1 | 2011-12-17 | 20
COC5 | 2210-4-COC5-EGR11AA702 | 2000221112 | C5EGR11AA702 | C5305A | CENTRIFUGE-A CR.OIL I/L SAMPLING VALVE | RMM | GMVLVE | B | X | 202028383 |  | 000002582376 |  | ERP-MM-DC1 | 2011-12-17 | 20
COC5 | 2210-4-COC5-EGR11AA703 | 2000221120 | C5EGR11AA703 | C5408A | CENTRIFUGE-A TR.CRO O/L ISOLATION VALVE | RMM | GMVLVE | B | X | 202028383 |  | 000002582380 |  | ERP-MM-DC1 | 2011-12-17 | 20
COC5 | 2210-4-COC5-EGR11AA704 | 2000221128 | C5EGR11AA704 | C5405A | CENTRIFUGE-A TR.CRO O/L SAMPLING VALVE | RMM | GMVLVE | B | X | 202028383 |  | 000002582394 |  | ERP-MM-DC1 | 2011-12-17 | 20
COC5 | 2210-4-COC5-EGR11AA705 | 2000221136 | C5EGR11AA705 | C5760A | CENTRIFUGE-A SIGHT FI O/L SAMPLING VALVE | RMM | GMVLVE | B | X | 202028383 |  | 000002582398 |  | ERP-MM-DC1 | 2011-12-17 | 20
COC5 | 2210-4-COC5-EGR11AA706 | 2000221144 | C5EGR11AA706 | C5759A | CENTRIFUGE-A SIGHT FI O/L VALVE(SLDG.TNK | RMM | GMVLVE | B | X | 202028383 |  | 000002582412 |  | ERP-MM-DC1 | 2011-12-17 | 20
COC5 | 2210-4-COC5-EGR11AP001 | 2000221152 | C5EGR11AP001 | C5EGR11AP001 | DEMULSIFIER INJECTION PUMP | RMM | GMPUMP | B | X | 202028383 |  | 000002582416 |  | ERP-MM-DC1 | 2011-12-17 | 20
COC5 | 2210-4-COC5-EGR11AP001-M01 | 2000221160 | C5EGR11AP001-M01 | C5EGR11AP001-M1 | DEMUSLFIFIER INJECTION PUMP MOTOR | RME | GEMOTR | B | X | 202028383 |  | 000002582420 |  | ERP-MM-DC1 | 2011-12-17 | 20
COC5 | 2210-4-COC5-EGR11AT001 | 2000221168 | C5EGR11AT001 | C5300A | GTPX-517 CENTRIFUGE-A | RMM | GMCNTF | B | X | 202028383 |  | 000002582434 |  | ERP-MM-DC1 | 2011-12-17 | 20
COC5 | 2210-4-COC5-EGR11AT001-M01 | 2000221176 | C5EGR11AT001-M01 | C5301A | MOTOR FOR CENTRIFUGE-A | RME | GEMOTR | B | X | 202028383 |  | 000002582438 |  | ERP-MM-DC1 | 2011-12-17 | 20
COC5 | 2210-4-COC5-EGR11BR001 | 2000221184 | C5EGR11BR001 | C5EGR11 | CENTRIFUGES CR.OIL INLET/OUTLET PIPING | RMM | GMPIPE | B | X | 202028383 |  | 000002582452 |  | ERP-MM-DC1 | 2011-12-17 | 20
COC5 | 2210-4-COC5-EGR11BR002 | 2000221192 | C5EGR11BR002 | C5775A | CENTRIFUGE-A PURGE/PRIME WATR.PIPE&VALVE | RMM | GMPIPE | B | X | 202028383 |  | 000002582456 |  | ERP-MM-DC1 | 2011-12-17 | 20
COC5 | 2210-4-COC5-EGR11BR003 | 2000221200 | C5EGR11BR003 | C51131A | CENTRIFUGE-A AIR SUPPLY PIPING & VALVES | RMM | GMPIPE | B | X | 202028383 |  | 000002582460 |  | ERP-MM-DC1 | 2011-12-17 | 20
COC5 | 2210-4-COC5-EGR11BR004 | 2000221208 | C5EGR11BR004 | C5783A | CENTRIFUGE-A OPERATG.WATER PIPING&VALVES | RMM | GMPIPE | B | X | 202028383 |  | 000002582474 |  | ERP-MM-DC1 | 2011-12-17 | 20
COC5 | 2210-4-COC5-EGR11BZ001 | 2000221216 | C5EGR11BZ001 | C5304A | CENTRIFUGE-A CR.OIL I/L EXPANSION JOINT | RMM | GMEXJT | C | X | 202028383 |  | 000002582478 |  | ERP-MM-DC1 | 2011-12-17 | 20
COC5 | 2210-4-COC5-EGR11BZ002 | 2000221224 | C5EGR11BZ002 | C5400A | CENTRIFUGE-A TR.CRO O/L EXPANSION JOINT | RMM | GMEXJT | C | X | 202028383 |  | 000002582492 |  | ERP-MM-DC1 | 2011-12-17 | 20
COC5 | 2210-4-COC5-EGR11BZ003 | 2000221232 | C5EGR11BZ003 | C5763A | CENTRIFUGE-A SIGHT FI I/L EXPANSN.JOINT | RMM | GMEXJT | C | X | 202028383 |  | 000002582496 |  | ERP-MM-DC1 | 2011-12-17 | 20
COC5 | 2210-4-COC5-EGR11CF001 | 2000221240 | C5EGR11CF001 | C5310A | CENTRIFUGE-A CR.OIL I/L FLOW METER | RMM | GMFLWD | B | X | 202028383 |  | 000002582500 | I24 | 65415 | 2013-04-24 | 20
COC5 | 2210-4-COC5-EGR11CF002 | 2000221248 | C5EGR11CF002 | C5762A | CENTRIFUGE-A SIGHT FLOW INDICATOR | RMI | GIIN-FL | B | X | 202028383 |  | 000002582514 |  | ERP-MM-DC1 | 2011-12-17 | 20
COC5 | 2210-4-COC5-EGR11CP001 | 2000221256 | C5EGR11CP001 | C5402A | CENTRIFUGE-A TR.CRO O/L PRESSURE SWITCH | RMI | GISW-CN | B | X | 202028383 |  | 000002582518 |  | ERP-DLGN-EAA | 2013-03-05 | 20
COC5 | 2210-4-COC5-EGR11CT001 | 2000221264 | C5EGR11CT001 | C5307A | CENTRIFUGE-A CR.OIL I/L TEMP.INDICATOR | RMI | GIIN-TE | B | X | 202028383 |  | 000002582532 |  | ERP-MM-DC1 | 2011-12-17 | 20
COC5 | 2210-4-COC5-EGR12AA001 | 2000221272 | C5EGR12AA001 | C5309B | CENTRIFUGE-B CR.OIL I/L CONTROL VALVE | RMM | GMVL-BA | B | X | 202028383 |  | 000002582536 |  | ERP-MM-DC1 | 2011-12-17 | 20
COC5 | 2210-4-COC5-EGR12AA401 | 2000221280 | C5EGR12AA401 | C5401B | CENTRIFUGE-B TR.CRO O/L PI/PS ISOL.VALVE | RMM | GMVLVE | B | X | 202028383 |  | 000002582540 |  | ERP-MM-DC1 | 2011-12-17 | 20
COC5 | 2210-4-COC5-EGR12AA601 | 2000221288 | C5EGR12AA601 | C5407B | CENTRIFUGE-B TR.CRO O/L CHECK VALVE | RMM | GMVLVE | B | X | 202028383 |  | 000002582554 |  | ERP-MM-DC1 | 2011-12-17 | 20
COC5 | 2210-4-COC5-EGR12AA602 | 2000221296 | C5EGR12AA602 | C5761B | CENTRIFUGE-B SIGHT FI O/L CHECK VALVE | RMM | GMVLVE | B | X | 202028383 |  | 000002582558 |  | ERP-MM-DC1 | 2011-12-17 | 20
COC5 | 2210-4-COC5-EGR12AA701 | 2000221304 | C5EGR12AA701 | C5311B | CENTRIFUGE-B CR.OIL FM ISOLATION VALVE | RMM | GMVLVE | B | X | 202028383 |  | 000002582572 |  | ERP-MM-DC1 | 2011-12-17 | 20
COC5 | 2210-4-COC5-EGR12AA702 | 2000221312 | C5EGR12AA702 | C5305B | CENTRIFUGE-B CR.OIL I/L SAMPLNG VALVE | RMM | GMVLVE | B | X | 202028383 |  | 000002582576 |  | ERP-MM-DC1 | 2011-12-17 | 20
COC5 | 2210-4-COC5-EGR12AA703 | 2000221320 | C5EGR12AA703 | C5408B | CENTRIFUGE-B TR.CRO O/L ISOLATION VALVE | RMM | GMVLVE | B | X | 202028383 |  | 000002582580 |  | ERP-MM-DC1 | 2011-12-17 | 20
COC5 | 2210-4-COC5-EGR12AA704 | 2000221328 | C5EGR12AA704 | C5405B | CENTRIFUGE-B TR.CRO O/L SAMPLING VALVE | RMM | GMVLVE | B | X | 202028383 |  | 000002582594 |  | ERP-MM-DC1 | 2011-12-17 | 20
COC5 | 2210-4-COC5-EGR12AA705 | 2000221336 | C5EGR12AA705 | C5760B | CENTRIFUGE-B SIGHT FI O/L SAMPLING VALVE | RMM | GMVLVE | B | X | 202028383 |  | 000002582598 |  | ERP-MM-DC1 | 2011-12-17 | 20
COC5 | 2210-4-COC5-EGR12AA706 | 2000221344 | C5EGR12AA706 | C5759B | CENTRIFUGE-B SIGHT FI O/L VALVE(SLDG.TNK | RMM | GMVLVE | B | X | 202028383 |  | 000002582612 |  | ERP-MM-DC1 | 2011-12-17 | 20
COC5 | 2210-4-COC5-EGR12AP001 | 2000221352 | C5EGR12AP001 | C5EGR12AP001 | DEMULSIFIER INJECTION PUMP | RMM | GMPUMP | B | X | 202028383 |  | 000002582616 |  | ERP-MM-DC1 | 2011-12-17 | 20
COC5 | 2210-4-COC5-EGR12AP001-M01 | 2000221360 | C5EGR12AP001-M01 | C5EGR12AP001-M1 | DEMULSIFIER INJECTION PUMP MOTOR | RME | GEMOTR | B | X | 202028383 |  | 000002582620 |  | ERP-MM-DC1 | 2011-12-17 | 20
COC5 | 2210-4-COC5-EGR12AT001 | 2000221368 | C5EGR12AT001 | C5300B | GTPX-517 CENTRIGUE-B | RMM | GMCNTF | B | X | 202028383 |  | 000002582634 |  | ERP-MM-DC1 | 2011-12-17 | 20
COC5 | 2210-4-COC5-EGR12AT001-M01 | 2000221376 | C5EGR12AT001-M01 | C5301B | MOTOR FOR CENTRIFUGE-B | RME | GEMOTR | B | X | 202028383 |  | 000002582638 |  | ERP-MM-DC1 | 2011-12-17 | 20
COC5 | 2210-4-COC5-EGR12BR002 | 2000221384 | C5EGR12BR002 | C5775B | CENTRIFUGE-B PURGE/PRIME WATR.PIPE&VALVE | RMM | GMPIPE | B | X | 202028383 |  | 000002582652 |  | ERP-MM-DC1 | 2011-12-17 | 20
COC5 | 2210-4-COC5-EGR12BR003 | 2000221392 | C5EGR12BR003 | C51131B | CENTRIGUE-B AIR SUPPLY PIPING & VALVES | RMM | GMPIPE | B | X | 202028383 |  | 000002582656 |  | ERP-MM-DC1 | 2011-12-17 | 20
COC5 | 2210-4-COC5-EGR12BR004 | 2000221400 | C5EGR12BR004 | C5783B | CENTRIFUGE-B OPERATG.WATER PIPING&VALVES | RMM | GMPIPE | B | X | 202028383 |  | 000002582660 |  | ERP-MM-DC1 | 2011-12-17 | 20
COC5 | 2210-4-COC5-EGR12BZ001 | 2000221408 | C5EGR12BZ001 | C5304B | CENTRIFUGE-B CR.OIL I/L EXPANSION JOINT | RMM | GMEXJT | C | X | 202028383 |  | 000002582674 |  | ERP-MM-DC1 | 2011-12-17 | 20
COC5 | 2210-4-COC5-EGR12BZ002 | 2000221416 | C5EGR12BZ002 | C5400B | CENTRIFUGE-B TR.CRO O/L EXPANSION JOINT | RMM | GMEXJT | C | X | 202028383 |  | 000002582678 |  | ERP-MM-DC1 | 2011-12-17 | 20
COC5 | 2210-4-COC5-EGR12BZ003 | 2000221424 | C5EGR12BZ003 | C5763B | CENTRIFUGE-B SIGHT FI I/L EXPANSN.JOINT | RMM | GMEXJT | C | X | 202028383 |  | 000002582692 |  | ERP-MM-DC1 | 2011-12-17 | 20
COC5 | 2210-4-COC5-EGR12CF001 | 2000221432 | C5EGR12CF001 | C5310B | CENTRIFUGE-B CR.OIL I/L FLOW METER | RMM | GMFLWD | B | X | 202028383 |  | 000002582696 |  | ERP-MM-DC1 | 2011-12-17 | 20
COC5 | 2210-4-COC5-EGR12CF002 | 2000221440 | C5EGR12CF002 | C5762B | CENTRIFUGE-B SIGHT FLOW INDICATOR | RMI | GIIN-FL | B | X | 202028383 |  | 000002582700 |  | ERP-MM-DC1 | 2011-12-17 | 20
COC5 | 2210-4-COC5-EGR12CP001 | 2000221448 | C5EGR12CP001 | C5402B | CENTRIFUGE-B TR.CRO O/L PRESSURE SWITCH | RMI | GISW-CN | B | X | 202028383 |  | 000002582714 |  | ERP-DLGN-EAA | 2013-03-05 | 20
COC5 | 2210-4-COC5-EGR12CT001 | 2000221456 | C5EGR12CT001 | C5307B | CENTRIFUGE-B CR.OIL I/L TEMP.INDICATOR | RMI | GIIN-TE | B | X | 202028383 |  | 000002582718 |  | ERP-MM-DC1 | 2011-12-17 | 20
COC5 | 2210-4-COC5-EGR13AA001 | 2000221464 | C5EGR13AA001 | C5309C | CENTRIFUGE-C CR.OIL I/L CONTROL VALVE | RMM | GMVL-BA | B | X | 202028383 |  | 000002582732 |  | ERP-MM-DC1 | 2011-12-17 | 20
COC5 | 2210-4-COC5-EGR13AA401 | 2000221472 | C5EGR13AA401 | C5401C | CENTRIFUGE-C TR.CRO O/L PI/PS ISOL.VALVE | RMM | GMVLVE | B | X | 202028383 |  | 000002582736 |  | ERP-MM-DC1 | 2011-12-17 | 20
COC5 | 2210-4-COC5-EGR13AA601 | 2000221480 | C5EGR13AA601 | C5407C | CENTRIFUGE-C TR.CRO O/L CHECK VALVE | RMM | GMVLVE | B | X | 202028383 |  | 000002582740 |  | ERP-MM-DC1 | 2011-12-17 | 20
COC5 | 2210-4-COC5-EGR13AA602 | 2000221488 | C5EGR13AA602 | C5761C | CENTRIFUGE-C SIGHT FI O/L CHECK VALVE | RMM | GMVLVE | B | X | 202028383 |  | 000002582754 |  | ERP-MM-DC1 | 2011-12-17 | 20
COC5 | 2210-4-COC5-EGR13AA701 | 2000221496 | C5EGR13AA701 | C5311C | CENTRIFUGE-C CR.OIL FM ISOLATION VALVE | RMM | GMVLVE | B | X | 202028383 |  | 000002582758 |  | ERP-MM-DC1 | 2011-12-17 | 20
COC5 | 2210-4-COC5-EGR13AA702 | 2000221504 | C5EGR13AA702 | C5305C | CENTRIFUGE-C CR.OIL I/L SAMPLING VALVE | RMM | GMVLVE | B | X | 202028383 |  | 000002582772 |  | ERP-MM-DC1 | 2011-12-17 | 20
COC5 | 2210-4-COC5-EGR13AA703 | 2000221512 | C5EGR13AA703 | C5408C | CENTRIFUGE-C TR.CRO O/L ISOLATION VALVE | RMM | GMVLVE | C | X | 202028383 |  | 000002582776 |  | ERP-MM-DC1 | 2011-12-17 | 20
COC5 | 2210-4-COC5-EGR13AA704 | 2000221520 | C5EGR13AA704 | C5405C | CENTRIFUGE-C TR.CRO O/L SAMPLING VALVE | RMM | GMVLVE | C | X | 202028383 |  | 000002582780 |  | ERP-MM-DC1 | 2011-12-17 | 20
COC5 | 2210-4-COC5-EGR13AA705 | 2000221528 | C5EGR13AA705 | C5760C | CENTRIFUGE-C SIGHT FI O/L SAMPLING VALVE | RMM | GMVLVE | C | X | 202028383 |  | 000002582794 |  | ERP-MM-DC1 | 2011-12-17 | 20
COC5 | 2210-4-COC5-EGR13AA706 | 2000221536 | C5EGR13AA706 | C5759C | CENTRIFUGE-C SIGHT FI O/L VALVE(SLDG.TNK | RMM | GMVLVE | C | X | 202028383 |  | 000002582798 |  | ERP-MM-DC1 | 2011-12-17 | 20
COC5 | 2210-4-COC5-EGR13AT001 | 2000221544 | C5EGR13AT001 | C5300C | GTPX-517 CENTRIFUGE-C | RMM | GMCNTF | B | X | 202028383 |  | 000002582812 |  | ERP-MM-DC1 | 2011-12-17 | 20
COC5 | 2210-4-COC5-EGR13AT001-M01 | 2000221552 | C5EGR13AT001-M01 | C5301C | MOTOR FOR CENTRIFUGE-C | RME | GEMOTR | B | X | 202028383 |  | 000002582816 |  | ERP-MM-DC1 | 2011-12-17 | 20
COC5 | 2210-4-COC5-EGR13BR002 | 2000221560 | C5EGR13BR002 | C5775C | CENTRIFUGE-C PURGE/PRIME WATR.PIPE&VALVE | RMM | GMPIPE | B | X | 202028383 |  | 000002582820 |  | ERP-MM-DC1 | 2011-12-17 | 20
COC5 | 2210-4-COC5-EGR13BR003 | 2000221568 | C5EGR13BR003 | C51131C | CENTRIFUGE-C AIR SUPPLY PIPING & VALVES | RMM | GMPIPE | B | X | 202028383 |  | 000002582834 |  | ERP-MM-DC1 | 2011-12-17 | 20
COC5 | 2210-4-COC5-EGR13BR004 | 2000221576 | C5EGR13BR004 | C5783C | CENTRIFUGE-C OPERATG.WATER PIPING&VALVES | RMM | GMPIPE | B | X | 202028383 |  | 000002582838 |  | ERP-MM-DC1 | 2011-12-17 | 20
COC5 | 2210-4-COC5-EGR13BZ001 | 2000221584 | C5EGR13BZ001 | C5304C | CENTRIFUGE-C CR.OIL I/L EXPANSION JOINT | RMM | GMEXJT | C | X | 202028383 |  | 000002582852 |  | ERP-MM-DC1 | 2011-12-17 | 20
COC5 | 2210-4-COC5-EGR13BZ002 | 2000221592 | C5EGR13BZ002 | C5400C | CENTRIFUGE-C TR.CRO O/L EXPANSION JOINT | RMM | GMEXJT | C | X | 202028383 |  | 000002582856 |  | ERP-MM-DC1 | 2011-12-17 | 20
COC5 | 2210-4-COC5-EGR13BZ003 | 2000221600 | C5EGR13BZ003 | C5763C | CENTRIFUGE-C SIGHT FI I/L EXPANSN.JOINT | RMM | GMEXJT | C | X | 202028383 |  | 000002582860 |  | ERP-MM-DC1 | 2011-12-17 | 20
COC5 | 2210-4-COC5-EGR13CF001 | 2000221608 | C5EGR13CF001 | C5310C | CENTRIFUGE-C CR.OIL I/L FLOW METER | RMM | GMFLWD | B | X | 202028383 |  | 000002582874 |  | ERP-MM-DC1 | 2011-12-17 | 20
COC5 | 2210-4-COC5-EGR13CF002 | 2000221616 | C5EGR13CF002 | C5762C | CENTRIFUGE-C SIGHT FLOW INDICATOR | RMI | GIIN-FL | B | X | 202028383 |  | 000002582878 |  | ERP-MM-DC1 | 2011-12-17 | 20
COC5 | 2210-4-COC5-EGR13CP001 | 2000221624 | C5EGR13CP001 | C5402C | CENTRIFUGE-C TR.CRO O/L PRESSURE SWITCH | RMI | GISW-CN | B | X | 202028383 |  | 000002582892 |  | ERP-DLGN-EAA | 2013-03-05 | 20
COC5 | 2210-4-COC5-EGR13CT001 | 2000221632 | C5EGR13CT001 | C5307C | CWENTRIFUGE-C CR.OIL I/L TEMP.INDICATOR | RMI | GIIN-TE | B | X | 202028383 |  | 000002582896 |  | ERP-MM-DC1 | 2011-12-17 | 20
COC5 | 2210-4-COC5-EGR20AA501 | 2000221640 | C5EGR20AA501 | C51703 | DEMULSIFIER STORAGE TANK DRAIN VALVE | RMM | GMVLVE | B | X | 202028383 |  | 000002582900 |  | ERP-MM-DC1 | 2011-12-17 | 20
COC5 | 2210-4-COC5-EGR20AA701 | 2000221648 | C5EGR20AA701 | C51704 | DEMULSIFIER STORAGE TANK OUTLET VALVE | RMM | GMVLVE | B | X | 202028383 |  | 000002582914 |  | ERP-MM-DC1 | 2011-12-17 | 20
COC5 | 2210-4-COC5-EGR20AA702 | 2000221656 | C5EGR20AA702 | C51706 | DEMULS.TANK O/L CALIB.TUBE ISOL.VALVE | RMM | GMVLVE | B | X | 202028383 |  | 000002582918 |  | ERP-MM-DC1 | 2011-12-17 | 20
COC5 | 2210-4-COC5-EGR20AT001 | 2000221664 | C5EGR20AT001 | C51705 | DEMULSIFIER STORAGE TANK OUTLET STRAINER | RMM | GMSTRN | B | X | 202028383 |  | 000002582932 |  | ERP-MM-DC1 | 2011-12-17 | 20
COC5 | 2210-4-COC5-EGR20BB001 | 2000221672 | C5EGR20BB001 | C5200 | DEMULSIFIER STORAGE TANK (250 GAL) | RMM | GMTANK | B | X | 202028383 |  | 000002582936 |  | ERP-MM-DC1 | 2011-12-17 | 20
COC5 | 2210-4-COC5-EGR20BR001 | 2000221680 | C5EGR20BR001 | C51707 | DEMULS.TANK O/L CALIBRATION TUBE | RMI | GIINDC | B | X | 202028383 |  | 000002582940 |  | ERP-MM-DC1 | 2011-12-17 | 20
COC5 | 2210-4-COC5-EGR20CL001 | 2000221688 | C5EGR20CL001 | C51702 | DEMULSIFIER STORAGE TANK LEVEL SWITCH | RMI | GISW-LV | C | X | 202028383 |  | 000002582954 |  | ERP-MM-DC1 | 2011-12-17 | 20
COC5 | 2210-4-COC5-EGR21AA301 | 2000221696 | C5EGR21AA301 | C51709A | DEMULSIFIER SUPPLY PUMP-A SAFETY RLF.V/V | RMM | GMVL-RE | C | X | 202028383 |  | 000002582958 |  | ERP-MM-DC1 | 2011-12-17 | 20
COC5 | 2210-4-COC5-EGR21AA401 | 2000221704 | C5EGR21AA401 | C51714 | DEMULSIFIER PUMPS DISCH.PI ISOL.VALVE | RMM | GMVLVE | C | X | 202028383 |  | 000002582972 |  | ERP-MM-DC1 | 2011-12-17 | 20
COC5 | 2210-4-COC5-EGR21AA601 | 2000221712 | C5EGR21AA601 | C51711A | DEMULSIFIER PUMP-A DISCH.CHECK VALVE | RMM | GMVLVE | C | X | 202028383 |  | 000002582976 |  | ERP-MM-DC1 | 2011-12-17 | 20
COC5 | 2210-4-COC5-EGR21AA602 | 2000221720 | C5EGR21AA602 | C51716 | DEMULSIFIER PUMPS DISCH.CHECK VALVE | RMM | GMVLVE | C | X | 202028383 |  | 000002582980 |  | ERP-MM-DC1 | 2011-12-17 | 20
COC5 | 2210-4-COC5-EGR21AA701 | 2000221728 | C5EGR21AA701 | C51708A | DEMULSIFIER SUPPLY PUMP-A SUCTION VALVE | RMM | GMVLVE | B | X | 202028383 |  | 000002582994 |  | ERP-MM-DC1 | 2011-12-17 | 20
COC5 | 2210-4-COC5-EGR21AA702 | 2000221736 | C5EGR21AA702 | C51712A | DEMULSIFIER PUMP-A DISCHARGE VALVE | RMM | GMVLVE | B | X | 202028383 |  | 000002582998 |  | ERP-MM-DC1 | 2011-12-17 | 20
COC5 | 2210-4-COC5-EGR21AA703 | 2000221744 | C5EGR21AA703 | C51717 | DEMULSIFIER PUMPS DISCH.VALVE AFTER FS | RMM | GMVLVE | C | X | 202028383 |  | 000002583012 |  | ERP-MM-DC1 | 2011-12-17 | 20
COC5 | 2210-4-COC5-EGR21AP001 | 2000221752 | C5EGR21AP001 | C51710A | DEMULSIFIER FUEL CONDITIONER PUMP-A | RMM | GMPUMP | B | X | 202028383 |  | 000002583016 |  | ERP-MM-DC1 | 2011-12-17 | 20
COC5 | 2210-4-COC5-EGR21AP001-M01 | 2000221760 | C5EGR21AP001-M01 | C5EGR21AP001-M1 | DEMULSIFIER FUEL CONDITIONER PUMP MOTOR | RME | GEMOTR | B | X | 202028383 |  | 000002583020 |  | ERP-MM-DC1 | 2011-12-17 | 20
COC5 | 2210-4-COC5-EGR21AT001 | 2000221768 | C5EGR21AT001 | C5EGR21AT001 | BASKET CENTRIFUGE | RMM | GMCNTF | C | X | 202028383 |  | 000002583034 |  | ERP-MM-DC1 | 2011-12-17 | 20
COC5 | 2210-4-COC5-EGR21AT001-M01 | 2000221776 | C5EGR21AT001-M01 | C5EGR21AT001-M1 | BASKET CENTRIFUGE MOTOR | RME | GEMOTR | B | X | 202028383 |  | 000002583038 |  | ERP-MM-DC1 | 2011-12-17 | 20
COC5 | 2210-4-COC5-EGR21CF001 | 2000221784 | C5EGR21CF001 | C51713 | DEMULSIFIER PUMPS DISCH.FLOW SWITCH | RMI | GISW-FLW | C | X | 202028383 |  | 000002583052 |  | ERP-MM-DC1 | 2011-12-17 | 20
COC5 | 2210-4-COC5-EGR21CP001 | 2000221792 | C5EGR21CP001 | C51715 | DEMULSIFIER PUMPS DISCH.PRESS INDICATOR | RMI | GIIN-PR | C | X | 202028383 |  | 000002583056 |  | ERP-MM-DC1 | 2011-12-17 | 20
COC5 | 2210-4-COC5-EGR22AA301 | 2000221800 | C5EGR22AA301 | C51709B | DEMULSIFIER SUPPLY PUMP-B SAFETY RLF.V/V | RMM | GMVL-RE | C | X | 202028383 |  | 000002583060 |  | ERP-MM-DC1 | 2011-12-17 | 20
COC5 | 2210-4-COC5-EGR22AA601 | 2000221808 | C5EGR22AA601 | C51711B | DEMULSIFIER PUMP-B DISCH.CHECK VALVE | RMM | GMVLVE | C | X | 202028383 |  | 000002583074 |  | ERP-MM-DC1 | 2011-12-17 | 20
COC5 | 2210-4-COC5-EGR22AA701 | 2000221816 | C5EGR22AA701 | C51708B | DEMULSIFIER SUPPLY PUMP-B SUCTION VALVE | RMM | GMVLVE | B | X | 202028383 |  | 000002583078 |  | ERP-MM-DC1 | 2011-12-17 | 20
COC5 | 2210-4-COC5-EGR22AA702 | 2000221824 | C5EGR22AA702 | C51712B | DEMULSIFIER PUMP-B DISCHARGE VALE | RMM | GMVLVE | B | X | 202028383 |  | 000002583092 |  | ERP-MM-DC1 | 2011-12-17 | 20
COC5 | 2210-4-COC5-EGR22AP001 | 2000221832 | C5EGR22AP001 | C51710B | DEMULSIFIER FUEL CONDITIONER PUMP-B | RMM | GMPUMP | B | X | 202028383 |  | 000002583096 |  | ERP-MM-DC1 | 2011-12-17 | 20
COC5 | 2210-4-COC5-EGR22AP001-M01 | 2000221840 | C5EGR22AP001-M01 | C5EGR22AP001-M1 | DEMULSIFIER FUEL CONDITIONER PUMP MOTOR | RME | GEMOTR | B | X | 202028383 |  | 000002583100 |  | ERP-MM-DC1 | 2011-12-17 | 20
COC5 | 2210-4-COC5-EGR30AA701 | 2000221848 | C5EGR30AA701 | C5910 | SLUDGE TANK O/L VALVE(TO WASTE WAT.TRMT) | RMM | GMVLVE | C | X | 202028383 |  | 000002583114 |  | ERP-MM-DC1 | 2011-12-17 | 20
COC5 | 2210-4-COC5-EGR30BB001 | 2000221856 | C5EGR30BB001 | C5900A | CENTRIFUGE SLUDGE TANK | RMM | GMTANK | C | X | 202028383 |  | 000002583118 |  | ERP-MM-DC1 | 2011-12-17 | 20
COC5 | 2210-4-COC5-EGR30CL001 | 2000221864 | C5EGR30CL001 | C5903A | SLUDGE TANK LEVEL SWITCH | RMI | GISW-LV | C | X | 202028383 |  | 000002583132 |  | ERP-MM-DC1 | 2011-12-17 | 20
COC5 | 2210-4-COC5-EGR31AA301 | 2000221872 | C5EGR31AA301 | C51505A | SLUDGE PUMP-A SAFETY RELIEF VALVE | RMM | GMVL-RE | C | X | 202028383 |  | 000002583136 |  | ERP-MM-DC1 | 2011-12-17 | 20
COC5 | 2210-4-COC5-EGR31AA401 | 2000221880 | C5EGR31AA401 | C51506 | SLUDGE PUMPS O/L PI/PS ISOLATION VALVE | RMM | GMVLVE | B | X | 202028383 |  | 000002583140 |  | ERP-MM-DC1 | 2011-12-17 | 20
COC5 | 2210-4-COC5-EGR31AA601 | 2000221888 | C5EGR31AA601 | C51503A | SLUDGE PUMP-A DISCH.CHECK VALVE | RMM | GMVLVE | C | X | 202028383 |  | 000002583154 |  | ERP-MM-DC1 | 2011-12-17 | 20
COC5 | 2210-4-COC5-EGR31AA602 | 2000221896 | C5EGR31AA602 | C5151 | SLUDGE LINE CHEMICAL INJECTION CHECK V/V | RMM | GMVLVE | C | X | 202028383 |  | 000002583158 |  | ERP-MM-DC1 | 2011-12-17 | 20
COC5 | 2210-4-COC5-EGR31AA701 | 2000221904 | C5EGR31AA701 | C51502A | SLUDGE PUMP-A SUCTION VALVE | RMM | GMVLVE | B | X | 202028383 |  | 000002583172 |  | ERP-MM-DC1 | 2011-12-17 | 20
COC5 | 2210-4-COC5-EGR31AA702 | 2000221912 | C5EGR31AA702 | C51504A | SLUDGE PUMP-A DISCHARGE VALVE | RMM | GMVLVE | B | X | 202028383 |  | 000002583176 |  | ERP-MM-DC1 | 2011-12-17 | 20
COC5 | 2210-4-COC5-EGR31AA703 | 2000221920 | C5EGR31AA703 | C51507 | SLUDGE LINE STATIC MIXERS INLET VALVE | RMM | GMVLVE | B | X | 202028383 |  | 000002583180 |  | ERP-MM-DC1 | 2011-12-17 | 20
COC5 | 2210-4-COC5-EGR31AP001 | 2000221928 | C5EGR31AP001 | C51550A | CENTRIFUGE TANK SLUDGE PUMP-A | RMM | GMPUMP | B | X | 202028383 |  | 000002583194 |  | ERP-MM-DC1 | 2011-12-17 | 20
COC5 | 2210-4-COC5-EGR31AP001-M01 | 2000221936 | C5EGR31AP001-M01 | C5EGR31AP001-M1 | CENTREIFUGE TANK SLUDGE PUMP MOTOR | RME | GEMOTR | B | X | 202028383 |  | 000002583198 |  | ERP-MM-DC1 | 2011-12-17 | 20
COC5 | 2210-4-COC5-EGR31BZ001 | 2000221944 | C5EGR31BZ001 | C5150A | SLUDGE LINE STATIC MIXER-A | RMM | GMMIXR | B | X | 202028383 |  | 000002583212 |  | ERP-MM-DC1 | 2011-12-17 | 20
COC5 | 2210-4-COC5-EGR31BZ002 | 2000221952 | C5EGR31BZ002 | C5150B | SLUDGE LINE STATIC MIXER-B | RMM | GMMIXR | B | X | 202028383 |  | 000002583216 |  | ERP-MM-DC1 | 2011-12-17 | 20
COC5 | 2210-4-COC5-EGR31CP001 | 2000221960 | C5EGR31CP001 | C51540 | SLUDGE PUMPS O/L PRESSURE SWITCH | RMI | GISW-CN | C | X | 202028383 |  | 000002583220 |  | ERP-DLGN-EAA | 2013-03-05 | 20
COC5 | 2210-4-COC5-EGR31CP002 | 2000221968 | C5EGR31CP002 | C51541 | SLUDGE PUMPS O/L PRESSURE INDICATOR | RMI | GIIN-PR | C | X | 202028383 |  | 000002583234 |  | ERP-MM-DC1 | 2011-12-17 | 20
COC5 | 2210-4-COC5-EGR32AA301 | 2000221976 | C5EGR32AA301 | C51505B | SLUDGE PUMP-B SAFETY RELIEF VALVE | RMM | GMVL-RE | C | X | 202028383 |  | 000002583238 |  | ERP-MM-DC1 | 2011-12-17 | 20
COC5 | 2210-4-COC5-EGR32AA601 | 2000221984 | C5EGR32AA601 | C51503B | SLUDGE PUMP-B DISCH.CHECK VALVE | RMM | GMVLVE | C | X | 202028383 |  | 000002583252 |  | ERP-MM-DC1 | 2011-12-17 | 20
COC5 | 2210-4-COC5-EGR32AA701 | 2000221992 | C5EGR32AA701 | C51502B | SLUDGE PUMP-B SUCTION VALVE | RMM | GMVLVE | B | X | 202028383 |  | 000002583256 |  | ERP-MM-DC1 | 2011-12-17 | 20
COC5 | 2210-4-COC5-EGR32AA702 | 2000222000 | C5EGR32AA702 | C51504B | SLUDGE PUMP-B DISCHARGE VALVE | RMM | GMVLVE | B | X | 202028383 |  | 000002583260 |  | ERP-MM-DC1 | 2011-12-17 | 20
COC5 | 2210-4-COC5-EGR32AP001 | 2000222008 | C5EGR32AP001 | C51550B | CENTRIFUGE TANK SLUDGE PUMP-B | RMM | GMPUMP | B | X | 202028383 |  | 000002583274 |  | ERP-MM-DC1 | 2011-12-17 | 20
COC5 | 2210-4-COC5-EGR32AP001-M01 | 2000222017 | C5EGR32AP001-M01 | C5EGR32AP001-M1 | CENTRIFUGE TANK SLUDGE PUMP MOTOR | RME | GEMOTR | B | X | 202028383 |  | 000002583279 |  | ERP-MM-DC1 | 2011-12-17 | 20
COC5 | 2210-4-COC5-EGR33AN001 | 2000222025 | C5EGR33AN001 | C5902A | CENTRIFUGE SLUDGE TANK EXHAUST FAN-A | RMM | GMFAN | B | X | 202028383 |  | 000002583293 |  | ERP-MM-DC1 | 2011-12-17 | 20
COC5 | 2210-4-COC5-EGR33AN001-M01 | 2000222033 | C5EGR33AN001-M01 | C5EGR33AN001-M1 | CENTRFGE.SLUDGE TANK EXHAUST FAN A-MOTOR | RME | GEMOTR | B | X | 202028383 |  | 000002583297 |  | ERP-MM-DC1 | 2011-12-17 | 20
COC5 | 2210-4-COC5-EGR34AN001 | 2000222041 | C5EGR34AN001 | C5902B | CENTRIFUGE SLUDGE TANK EXHAUST FAN-B | RMM | GMFAN | B | X | 202028383 |  | 000002583311 |  | ERP-MM-DC1 | 2011-12-17 | 20
COC5 | 2210-4-COC5-EGR34AN001-M01 | 2000222049 | C5EGR34AN001-M01 | C5EGR34AN001-M1 | CENTRFGE SLUDGE TANK EXHAUST FAN B-MOTOR | RME | GEMOTR | B | X | 202028383 |  | 000002583315 |  | ERP-MM-DC1 | 2011-12-17 | 20
COC5 | 2210-4-COC5-EGR40AA001 | 2000222057 | C5EGR40AA001 | C5340 | SETTLING TANK STEAM LINE TEMP.CONTRL.V/V | RMM | GMVL-BA | B | X | 202028383 |  | 000002583319 |  | ERP-MM-DC1 | 2011-12-17 | 20
COC5 | 2210-4-COC5-EGR40AA701 | 2000222065 | C5EGR40AA701 | C5300 | SETTLING TANK STEAM LINE ISOLATION VALVE | RMM | GMVLVE | B | X | 202028383 |  | 000002583333 |  | ERP-MM-DC1 | 2011-12-17 | 20
COC5 | 2210-4-COC5-EGR40AT001 | 2000222073 | C5EGR40AT001 | C5651 | WASTE WATER MICRO SEPARATOR | RMM | GMSPRT | C | X | 202028383 |  | 000002583337 |  | ERP-MM-DC1 | 2011-12-17 | 20
COC5 | 2210-4-COC5-EGR40AT002 | 2000222081 | C5EGR40AT002 | C5310 | SETTLING TANK STEAM SUPPLY Y-STRAINER | RMM | GMSTRN | C | X | 202028383 |  | 000002583351 |  | ERP-MM-DC1 | 2011-12-17 | 20
COC5 | 2210-4-COC5-EGR40AT003 | 2000222089 | C5EGR40AT003 | C5440 | SLUDGE TANK STEAM O/L STEAM TRAP | RMM | GMTRAP | C | X | 202028383 |  | 000002583355 |  | ERP-MM-DC1 | 2011-12-17 | 20
COC5 | 2210-4-COC5-EGR41AA301 | 2000222097 | C5EGR41AA301 | C5505A | RECLAIMED OIL PUMP-A DISCH.SAFTY RLF.V/V | RMM | GMVL-RE | B | X | 202028383 |  | 000002583359 |  | ERP-MM-DC1 | 2011-12-17 | 20
COC5 | 2210-4-COC5-EGR41AA401 | 2000222105 | C5EGR41AA401 | C5502 | RECLAIMED OIL PUMPS O/L PI/PS ISOL.VALVE | RMM | GMVLVE | B | X | 202028383 |  | 000002583373 |  | ERP-MM-DC1 | 2011-12-17 | 20
COC5 | 2210-4-COC5-EGR41AA601 | 2000222113 | C5EGR41AA601 | C5504A | RECLAIMED OIL PUMP-A DISCH.CHECK VALVE | RMM | GMVLVE | B | X | 202028383 |  | 000002583377 |  | ERP-MM-DC1 | 2011-12-17 | 20
COC5 | 2210-4-COC5-EGR41AA701 | 2000222121 | C5EGR41AA701 | C5500 | RECLAIMED OIL PUMPS O/L ISOLATION VALVE | RMM | GMVLVE | B | X | 202028383 |  | 000002583391 |  | ERP-MM-DC1 | 2011-12-17 | 20
COC5 | 2210-4-COC5-EGR41AA702 | 2000222129 | C5EGR41AA702 | C5501 | RECLAIMED OIL PUMPS O/L SAMPLING VALVE | RMM | GMVLVE | B | X | 202028383 |  | 000002583395 |  | ERP-MM-DC1 | 2011-12-17 | 20
COC5 | 2210-4-COC5-EGR41AA703 | 2000222137 | C5EGR41AA703 | C5503A | RECLAIMED OIL PUMP-A DISCHARGE VALVE | RMM | GMVLVE | B | X | 202028383 |  | 000002583399 |  | ERP-MM-DC1 | 2011-12-17 | 20
COC5 | 2210-4-COC5-EGR41AP001 | 2000222145 | C5EGR41AP001 | C5550A | RECLAIMED OIL PUMP-A | RMM | GMPUMP | B | X | 202028383 |  | 000002583413 |  | ERP-MM-DC1 | 2011-12-17 | 20
COC5 | 2210-4-COC5-EGR41AP001-M01 | 2000222153 | C5EGR41AP001-M01 | C5EGR41AP001-M1 | RECLAIM OIL PUMP MOTOR | RME | GEMOTR | B | X | 202028383 |  | 000002583417 |  | ERP-MM-DC1 | 2011-12-17 | 20
COC5 | 2210-4-COC5-EGR41BB001 | 2000222161 | C5EGR41BB001 | C51000 | WASTE WATER ENTRY TANK | RMM | GMTANK | C | X | 202028383 |  | 000002583431 |  | ERP-MM-DC1 | 2011-12-17 | 20
COC5 | 2210-4-COC5-EGR41CP001 | 2000222169 | C5EGR41CP001 | C5540 | RECLAIMED OIL PUMPS O/L PRESSURE SWITCH | RMI | GISW-CN | C | X | 202028383 |  | 000002583435 |  | ERP-DLGN-EAA | 2013-03-05 | 20
COC5 | 2210-4-COC5-EGR41CP002 | 2000222177 | C5EGR41CP002 | C5541 | RECLAIMED OIL PUMPS O/L PRESS.INDICATOR | RMI | GIIN-PR | C | X | 202028383 |  | 000002583439 |  | ERP-MM-DC1 | 2011-12-17 | 20
COC5 | 2210-4-COC5-EGR42AA301 | 2000222185 | C5EGR42AA301 | C5505B | RECLAIMED OIL PUMP-B DISCH.SAFTY RLF.V/V | RMM | GMVL-RE | C | X | 202028383 |  | 000002583453 |  | ERP-MM-DC1 | 2011-12-17 | 20
COC5 | 2210-4-COC5-EGR42AA601 | 2000222193 | C5EGR42AA601 | C5504B | RECLAIMED OIL PUMP-B DISCH.CHECK VALVE | RMM | GMVLVE | B | X | 202028383 |  | 000002583457 |  | ERP-MM-DC1 | 2011-12-17 | 20
COC5 | 2210-4-COC5-EGR42AA703 | 2000222201 | C5EGR42AA703 | C5503B | RECLAIMED OIL PUMP-B DISCHARGE VALVE | RMM | GMVLVE | B | X | 202028383 |  | 000002583471 |  | ERP-MM-DC1 | 2011-12-17 | 20
COC5 | 2210-4-COC5-EGR42AP001 | 2000222209 | C5EGR42AP001 | C5550B | RECLAIMED OIL PUMP-B | RMM | GMPUMP | B | X | 202028383 |  | 000002583475 |  | ERP-MM-DC1 | 2011-12-17 | 20
COC5 | 2210-4-COC5-EGR42AP001-M01 | 2000222217 | C5EGR42AP001-M01 | C5EGR42AP001-M1 | RECLAIM OIL PUMP MOTOR | RME | GEMOTR | B | X | 202028383 |  | 000002583479 |  | ERP-MM-DC1 | 2011-12-17 | 20
COC5 | 2210-4-COC5-EGR42BB001 | 2000222225 | C5EGR42BB001 | C51100 | WASTE WATER SETTLING TANK | RMM | GMTANK | C | X | 202028383 |  | 000002583493 |  | ERP-MM-DC1 | 2011-12-17 | 20
COC5 | 2210-4-COC5-EGR42CT001 | 2000222233 | C5EGR42CT001 | C51140 | SETTLING TANK TEMPERATURE INDICATOR | RMI | GIIN-TE | C | X | 202028383 |  | 000002583497 |  | ERP-MM-DC1 | 2011-12-17 | 20
COC5 | 2210-4-COC5-EGR43BB001 | 2000222241 | C5EGR43BB001 | C51200 | WASTE WATER OIL TANK | RMM | GMTANK | C | X | 202028383 |  | 000002583511 |  | ERP-MM-DC1 | 2011-12-17 | 20
COC5 | 2210-4-COC5-EGR43CL001 | 2000222249 | C5EGR43CL001 | C51240 | OIL TANK LEVEL SWITCH | RMI | GISW-LV | C | X | 202028383 |  | 000002583515 |  | ERP-MM-DC1 | 2011-12-17 | 20
COC5 | 2210-4-COC5-EGR44AN001 | 2000222257 | C5EGR44AN001 | C51450 | WASTE WATER OIL TANK EXHAUST FAN | RMM | GMFAN | B | X | 202028383 |  | 000002583519 |  | ERP-MM-DC1 | 2011-12-17 | 20
COC5 | 2210-4-COC5-EGR44AN001-M01 | 2000222265 | C5EGR44AN001-M01 | C5EGR44AN001-M1 | WASTE WATER OIL TANK EXHAUST FAN MOTOR | RME | GEMOTR | B | X | 202028383 |  | 000002583533 |  | ERP-MM-DC1 | 2011-12-17 | 20
COC5 | 2210-4-COC5-EGR50BB001 | 2000222273 | C5EGR50BB001 | C51300 | WASTE WATER-WATER TANK | RMM | GMTANK | C | X | 202028383 |  | 000002583537 |  | ERP-MM-DC1 | 2011-12-17 | 20
COC5 | 2210-4-COC5-EGR50CL001 | 2000222281 | C5EGR50CL001 | C51340 | WATER TANK LEVEL SWITCH | RMI | GISW-LV | C | X | 202028383 |  | 000002583551 |  | ERP-MM-DC1 | 2011-12-17 | 20
COC5 | 2210-4-COC5-EGR51AA301 | 2000222289 | C5EGR51AA301 | C5702A | WASTE WATER PUMP-A DISCH.SAFTY.RLF.VALVE | RMM | GMVL-RE | C | X | 202028383 |  | 000002583555 |  | ERP-MM-DC1 | 2011-12-17 | 20
COC5 | 2210-4-COC5-EGR51AA401 | 2000222297 | C5EGR51AA401 | C5703 | WASTE WATER PUMPS PI/PS ISOL.VALVE | RMM | GMVLVE | B | X | 202028383 |  | 000002583559 |  | ERP-MM-DC1 | 2011-12-17 | 20
COC5 | 2210-4-COC5-EGR51AA601 | 2000222305 | C5EGR51AA601 | C5701A | WASTE WATER PUMP-A DISCH.CHECK VALVE | RMM | GMVLVE | C | X | 202028383 |  | 000002583573 |  | ERP-MM-DC1 | 2011-12-17 | 20
COC5 | 2210-4-COC5-EGR51AA701 | 2000222313 | C5EGR51AA701 | C5700A | WASTE WATER PUMP-A DISCHARGE VALVE | RMM | GMVLVE | B | X | 202028383 |  | 000002583577 |  | ERP-MM-DC1 | 2011-12-17 | 20
COC5 | 2210-4-COC5-EGR51AA702 | 2000222321 | C5EGR51AA702 | C5704 | WASTE WATER PUMPS O/L ISOLATION VALVE | RMM | GMVLVE | B | X | 202028383 |  | 000002583591 |  | ERP-MM-DC1 | 2011-12-17 | 20
COC5 | 2210-4-COC5-EGR51AA703 | 2000222329 | C5EGR51AA703 | C5705A | CENTRFG.WASTE WATER I/L ISOLATION VALVE | RMM | GMVLVE | B | X | 202028383 |  | 000002583595 |  | ERP-MM-DC1 | 2011-12-17 | 20
COC5 | 2210-4-COC5-EGR51AA704 | 2000222337 | C5EGR51AA704 | C5705B | WASTE WATER ISOL.VALVE TO WATER TANK | RMM | GMVLVE | B | X | 202028383 |  | 000002583599 |  | ERP-MM-DC1 | 2011-12-17 | 20
COC5 | 2210-4-COC5-EGR51AA705 | 2000222345 | C5EGR51AA705 | C5706 | WASTE WATER/RECLAIM.WATER INTERCON.VALVE | RMM | GMVLVE | C | X | 202028383 |  | 000002583613 |  | ERP-MM-DC1 | 2011-12-17 | 20
COC5 | 2210-4-COC5-EGR51AA706 | 2000222353 | C5EGR51AA706 | C5707 | WATER TANK FLOAT VALVE | RMM | GMVLVE | B | X | 202028383 |  | 000002583617 |  | ERP-MM-DC1 | 2011-12-17 | 20
COC5 | 2210-4-COC5-EGR51AP001 | 2000222361 | C5EGR51AP001 | C5750A | WASTE WATER-WATER PUMP-A | RMM | GMPUMP | B | X | 202028383 |  | 000002583631 |  | ERP-MM-DC1 | 2011-12-17 | 20
COC5 | 2210-4-COC5-EGR51AP001-M01 | 2000222369 | C5EGR51AP001-M01 | C5EGR51AP001-M1 | WASTE WATER-WATER PUMP MOTOR | RME | GEMOTR | B | X | 202028383 |  | 000002583635 |  | ERP-MM-DC1 | 2011-12-17 | 20
COC5 | 2210-4-COC5-EGR51AT001 | 2000222377 | C5EGR51AT001 | C5710 | WASTE WATER PUMPS O/L Y-TYPE STRAINER | RMM | GMSTRN | C | X | 202028383 |  | 000002583639 |  | ERP-MM-DC1 | 2011-12-17 | 20
COC5 | 2210-4-COC5-EGR51BZ001 | 2000222385 | C5EGR51BZ001 | C5751 | CENTRIFUGE WASTE WATER I/L EXPAN. JOINT | RMM | GMEXJT | C | X | 202028383 |  | 000002583653 |  | ERP-MM-DC1 | 2011-12-17 | 20
COC5 | 2210-4-COC5-EGR51CF001 | 2000222393 | C5EGR51CF001 | C5743 | CENTRIFUGE WASTE WATER I/L FLOW INDICATR | RMI | GIIN-FL | C | X | 202028383 |  | 000002583657 |  | ERP-MM-DC1 | 2011-12-17 | 20
COC5 | 2210-4-COC5-EGR51CP001 | 2000222401 | C5EGR51CP001 | C5740 | WASTE WATER PUMPS O/L PRESSURE SWITCH | RMI | GISW-CN | C | X | 202028383 |  | 000002583671 |  | ERP-DLGN-EAA | 2013-03-05 | 20
COC5 | 2210-4-COC5-EGR51CP002 | 2000222409 | C5EGR51CP002 | C5741 | WASTE WATER PUMPS O/L PRESSURE INDICATOR | RMI | GIIN-PR | C | X | 202028383 |  | 000002583675 |  | ERP-MM-DC1 | 2011-12-17 | 20
COC5 | 2210-4-COC5-EGR51CT001 | 2000222417 | C5EGR51CT001 | C5742 | CENTRIFUGE WASTE WATER I/L TEMP INDICATR | RMI | GIIN-TE | C | X | 202028383 |  | 000002583679 |  | ERP-MM-DC1 | 2011-12-17 | 20
COC5 | 2210-4-COC5-EGR52AA301 | 2000222425 | C5EGR52AA301 | C5702B | WASTE WATER PUMP-B DISCH.SAFTY.RLF.VALVE | RMM | GMVL-RE | B | X | 202028383 |  | 000002583693 |  | ERP-MM-DC1 | 2011-12-17 | 20
COC5 | 2210-4-COC5-EGR52AA601 | 2000222432 | C5EGR52AA601 | C5701B | WASTE WATER PUMP-B DISCH.CHECK VALVE | RMM | GMVLVE | B | X | 202028383 |  | 000002583696 |  | ERP-MM-DC1 | 2011-12-17 | 20
COC5 | 2210-4-COC5-EGR52AA701 | 2000222440 | C5EGR52AA701 | C5700B | WASTE WATER PUMP-B DISCHARGE VALVE | RMM | GMVLVE | B | X | 202028383 |  | 000002583700 |  | ERP-MM-DC1 | 2011-12-17 | 20
COC5 | 2210-4-COC5-EGR52AP001 | 2000222448 | C5EGR52AP001 | C5750B | WASTE WATER-WATER PUMP-B | RMM | GMPUMP | B | X | 202028383 |  | 000002583714 |  | ERP-MM-DC1 | 2011-12-17 | 20
COC5 | 2210-4-COC5-EGR52AP001-M01 | 2000222456 | C5EGR52AP001-M01 | C5EGR52AP001-M1 | WASTE WATER-WATER PUMP MOTOR | RME | GEMOTR | B | X | 202028383 |  | 000002583718 |  | ERP-MM-DC1 | 2011-12-17 | 20
COC5 | 2210-4-COC5-EGR60AA001 | 2000222464 | C5EGR60AA001 | C5840EGR60AA001 | RECLAIMED WATER BACK PRESS.REGULTG.VALVE | RMM | GMVL-BA | B | X | 202028383 |  | 000002583732 |  | ERP-MM-DC1 | 2011-12-17 | 20
COC5 | 2210-4-COC5-EGR60AA401 | 2000222472 | C5EGR60AA401 | C5803A | CENTRIFUGE RECLAIM.WATER PI ISOL.VALVE | RMM | GMVLVE | B | X | 202028383 |  | 000002583736 |  | ERP-MM-DC1 | 2011-12-17 | 20
COC5 | 2210-4-COC5-EGR60AA601 | 2000222480 | C5EGR60AA601 | C5800EGR60AA601 | CENTRIFUGE RECLAIM.WATER O/L CHECK VALVE | RMM | GMVLVE | C | X | 202028383 |  | 000002583740 |  | ERP-MM-DC1 | 2011-12-17 | 20
COC5 | 2210-4-COC5-EGR60AA701 | 2000222488 | C5EGR60AA701 | C5100 | CENTRIFUGE WSPX303 WATER SUPPLY VALVE | RMM | GMVLVE | C | X | 202028383 |  | 000002583754 |  | ERP-MM-DC1 | 2011-12-17 | 20
COC5 | 2210-4-COC5-EGR60AA702 | 2000222496 | C5EGR60AA702 | C5101A | CENTRFG.WATER I/L SOL.V/V BYPASS VALVE | RMM | GMVLVE | C | X | 202028383 |  | 000002583758 |  | ERP-MM-DC1 | 2011-12-17 | 20
COC5 | 2210-4-COC5-EGR60AA703 | 2000222504 | C5EGR60AA703 | C5101B | CENTRFG.WATER I/L SOL.V/V BYPASS VALVE | RMM | GMVLVE | C | X | 202028383 |  | 000002583772 |  | ERP-MM-DC1 | 2011-12-17 | 20
COC5 | 2210-4-COC5-EGR60AA711 | 2000222512 | C5EGR60AA711 | C5802EGR60AA711 | CENTRFG. RECLAIM. WATER O/I ISOL.VALVE | RMM | GMVLVE | C | X | 202028383 |  | 000002583776 |  | ERP-MM-DC1 | 2011-12-17 | 20
COC5 | 2210-4-COC5-EGR60AA801 | 2000222520 | C5EGR60AA801 | C5120 | CENTRIFUGE WATER INLET SOLENOID VALVE-A | RMM | GMVL-SL | C | X | 202028383 |  | 000002583780 |  | ERP-MM-DC1 | 2011-12-17 | 20
COC5 | 2210-4-COC5-EGR60AA802 | 2000222528 | C5EGR60AA802 | C5121 | CENTRIFUGE WATER INLET SOLENOID VALVE-B | RMM | GMVL-SL | C | X | 202028383 |  | 000002583794 |  | ERP-MM-DC1 | 2011-12-17 | 20
COC5 | 2210-4-COC5-EGR60AT001 | 2000222536 | C5EGR60AT001 | C5110 | CENTRIFUGE WSPX303 WATER SUPPLY STRAINER | RMM | GMSTRN | C | X | 202028383 |  | 000002583798 |  | ERP-MM-DC1 | 2011-12-17 | 20
COC5 | 2210-4-COC5-EGR60AT001-M01 | 2000222544 | C5EGR60AT001-M01 | C5EGR60AT001-M1 | WASTE CENTRIFUGE MOTOR | RME | GEMOTR | C | X | 202028383 |  | 000002583812 |  | ERP-MM-DC1 | 2011-12-17 | 20
COC5 | 2210-4-COC5-EGR60AT002 | 2000222552 | C5EGR60AT002 | C51401 | CENTRIFUGE WSPX303 | RMM | GMCNTF | C | X | 202028383 |  | 000002583816 |  | ERP-MM-DC1 | 2011-12-17 | 20
COC5 | 2210-4-COC5-EGR60AT002-M01 | 2000222560 | C5EGR60AT002-M01 | C51403 | WASTE CENTRIFUGE WSPX 303 - MOTOR | RME | GEMOTR | C | X | 202028383 |  | 000002583820 |  | ERP-MM-DC1 | 2011-12-17 | 20
COC5 | 2210-4-COC5-EGR60BB001 | 2000222568 | C5EGR60BB001 | C5EGR60BB001 | SLUDGE TANK | RMM | GMTANK | C | X | 202028383 |  | 000002583834 |  | ERP-MM-DC1 | 2011-12-17 | 20
COC5 | 2210-4-COC5-EGR60BZ001 | 2000222576 | C5EGR60BZ001 | C5841 | CENTRIFUGE RECLAIM.WATER O/L EXPN.JOINT | RMM | GMEXJT | C | X | 202028383 |  | 000002583838 |  | ERP-MM-DC1 | 2011-12-17 | 20
COC5 | 2210-4-COC5-EGR60CL001 | 2000222584 | C5EGR60CL001 | C51440 | SLUDGE TANK LEVEL SWITCH | RMI | GISW-LV | C | X | 202028383 |  | 000002583852 |  | ERP-MM-DC1 | 2011-12-17 | 20
COC5 | 2210-4-COC5-EGR60CP001 | 2000222592 | C5EGR60CP001 | C5842 | CENTRIFUGE RECLAIM.WATER PRESS INDICATOR | RMI | GIIN-PR | C | X | 202028383 |  | 000002583856 |  | ERP-MM-DC1 | 2011-12-17 | 20
COC5 | 2210-4-COC5-EGR60GT001 | 2000222600 | C5EGR60GT001 | C51402 | CENTRIFUGE VIBRATION SWITCH | RME | G-SWCH | C | X | 202028383 |  | 000002583860 |  | ERP-LOG-YXA | 2013-12-18 | 20
COC5 | 2210-4-COC5-EGR61AA401 | 2000222608 | C5EGR61AA401 | C5606 | SLUDGE PUMPS DISCHARGE PI/PS ISOL.VALVE | RMM | GMVLVE | B | X | 202028383 |  | 000002583874 |  | ERP-MM-DC1 | 2011-12-17 | 20
COC5 | 2210-4-COC5-EGR61AA601 | 2000222616 | C5EGR61AA601 | C5603A | SLUDGE PUMP-A DISCHARGE CHECK VALVE | RMM | GMVLVE | B | X | 202028383 |  | 000002583878 |  | ERP-MM-DC1 | 2011-12-17 | 20
COC5 | 2210-4-COC5-EGR61AA701 | 2000222624 | C5EGR61AA701 | C5604A | SLUDGE PUMP-A DISCHARGE VALVE | RMM | GMVLVE | B | X | 202028383 |  | 000002583892 |  | ERP-MM-DC1 | 2011-12-17 | 20
COC5 | 2210-4-COC5-EGR61AA702 | 2000222632 | C5EGR61AA702 | C5607 | BASKET CENTRIFUGE SLUDGE INLET VALVE | RMM | GMVLVE | B | X | 202028383 |  | 000002583896 |  | ERP-MM-DC1 | 2011-12-17 | 20
COC5 | 2210-4-COC5-EGR61AP001 | 2000222640 | C5EGR61AP001 | C5650A | WASTE WATER SLUDGE PUMP-A | RMM | GMPUMP | B | X | 202028383 |  | 000002583900 |  | ERP-MM-DC1 | 2011-12-17 | 20
COC5 | 2210-4-COC5-EGR61AP001-M01 | 2000222648 | C5EGR61AP001-M01 | C5EGR61AP001-M1 | WASTE WATER SLUDGE PUMP MOTOR | RME | GEMOTR | B | X | 202028383 |  | 000002583914 |  | ERP-MM-DC1 | 2011-12-17 | 20
COC5 | 2210-4-COC5-EGR61CP001 | 2000222656 | C5EGR61CP001 | C5640 | SLUDGE PUMPS DISCHARGE PRESSURE SWITCH | RMI | GISW-CN | C | X | 202028383 |  | 000002583918 |  | ERP-DLGN-EAA | 2013-03-05 | 20
COC5 | 2210-4-COC5-EGR61CP002 | 2000222664 | C5EGR61CP002 | C5641 | SLUDGE PUMPS DISCHARGE PRESSURE INDICATR | RMI | GIIN-PR | C | X | 202028383 |  | 000002583932 |  | ERP-MM-DC1 | 2011-12-17 | 20
COC5 | 2210-4-COC5-EGR62AA601 | 2000222672 | C5EGR62AA601 | C5603B | SLUDGE PUMP-B DISCHARGE CHECK VALVE | RMM | GMVLVE | B | X | 202028383 |  | 000002583936 |  | ERP-MM-DC1 | 2011-12-17 | 20
COC5 | 2210-4-COC5-EGR62AA701 | 2000222680 | C5EGR62AA701 | C5604B | SLUDGE PUMP-B DISCHARGE VALVE | RMM | GMVLVE | B | X | 202028383 |  | 000002583940 |  | ERP-MM-DC1 | 2011-12-17 | 20
COC5 | 2210-4-COC5-EGR62AP001 | 2000222688 | C5EGR62AP001 | C5650B | WASTE WATER SLUDGE PUMP-B | RMM | GMPUMP | B | X | 202028383 |  | 000002583954 |  | ERP-MM-DC1 | 2011-12-17 | 20
COC5 | 2210-4-COC5-EGR62AP001-M01 | 2000222696 | C5EGR62AP001-M01 | C5EGR62AP001-M1 | WASTE WATER SLUDGE PUMP MOTOR | RME | GEMOTR | B | X | 202028383 |  | 000002583958 |  | ERP-MM-DC1 | 2011-12-17 | 20
COC5 | 2210-4-COC5-EGR65AA701 | 2000222704 | C5EGR65AA701 | C51601 | WASTE WAT.TRTMT.FILTR.RECLM.WAT.I/L V/V | RMM | GMVLVE | C | X | 202028383 |  | 000002583972 |  | ERP-MM-DC1 | 2011-12-17 | 20
COC5 | 2210-4-COC5-EGR65AA702 | 2000222712 | C5EGR65AA702 | C51602 | WASTE W.TR.FILTR.RECLM.WAT.BYPASS VALVE | RMM | GMVLVE | C | X | 202028383 |  | 000002583976 |  | ERP-MM-DC1 | 2011-12-17 | 20
COC5 | 2210-4-COC5-EGR65AA703 | 2000222720 | C5EGR65AA703 | C51603 | WASTE WAT.TR.FILTER O/L SAMPLING VALVE | RMM | GMVLVE | C | X | 202028383 |  | 000002583980 |  | ERP-MM-DC1 | 2011-12-17 | 20
COC5 | 2210-4-COC5-EGR65AA704 | 2000222728 | C5EGR65AA704 | C51604 | WASTE WAT.TRTMT.FILTR.RECLM.WAT.O/L V/V | RMM | GMVLVE | C | X | 202028383 |  | 000002583994 |  | ERP-MM-DC1 | 2011-12-17 | 20
COC5 | 2210-4-COC5-EGR65AA705 | 2000222736 | C5EGR65AA705 | C51606 | OIL IN WATER MONITOR WATER INLET VALVE | RMM | GMVLVE | C | X | 202028383 |  | 000002583998 |  | ERP-MM-DC1 | 2011-12-17 | 20
COC5 | 2210-4-COC5-EGR65AA706 | 2000222744 | C5EGR65AA706 | C51608 | OIL IN WATER MONITOR WATER OUTLET VALVE | RMM | GMVLVE | C | X | 202028383 |  | 000002584012 |  | ERP-MM-DC1 | 2011-12-17 | 20
COC5 | 2210-4-COC5-EGR65AA707 | 2000222752 | C5EGR65AA707 | C51609 | OIL IN WATER MONITOR WATER BYPASS VALVE | RMM | GMVLVE | C | X | 202028383 |  | 000002584016 |  | ERP-MM-DC1 | 2011-12-17 | 20
COC5 | 2210-4-COC5-EGR65AA708 | 2000222760 | C5EGR65AA708 | C51610 | OIL IN WATER MONITOR O/L SAMPLING VALVE | RMM | GMVLVE | C | X | 202028383 |  | 000002584020 |  | ERP-MM-DC1 | 2011-12-17 | 20
COC5 | 2210-4-COC5-EGR65AA709 | 2000222768 | C5EGR65AA709 | C51611 | CLEAR WATER TO SEWER SYSTEM ISOL.VALVE | RMM | GMVLVE | C | X | 202028383 |  | 000002584034 |  | ERP-MM-DC1 | 2011-12-17 | 20
COC5 | 2210-4-COC5-EGR65AT001 | 2000222776 | C5EGR65AT001 | C51605 | WASTE WATER CARBON BED FILTER | RMM | GMFILT | C | X | 202028383 |  | 000002584038 |  | ERP-MM-DC1 | 2011-12-17 | 20
COC5 | 2210-4-COC5-EGR71AT001 | 2000222784 | C5EGR71AT001 | C5EGR71AT001 | WATER SUPPLY INLET FILTER | RMM | GMFILT | C | X | 202028383 |  | 000002584052 |  | ERP-MM-DC1 | 2011-12-17 | 20
COC5 | 2210-4-COC5-EGR72AT001 | 2000222792 | C5EGR72AT001 | C5EGR72AT001 | WATER SUPPLY INLET FILTER | RMM | GMFILT | C | X | 202028383 |  | 000002584056 |  | ERP-MM-DC1 | 2011-12-17 | 20
COC5 | 2210-4-COC5-EGR75BB001 | 2000222800 | C5EGR75BB001 | C5EGR75BB001 | CENTRIFUGE WATER HEAD TANK | RMM | GMTANK | C | X | 202028383 |  | 000002584060 |  | ERP-MM-DC1 | 2011-12-17 | 20
COC5 | 2210-4-COC5-EGR80AA001 | 2000222808 | C5EGR80AA001 | C5610 | CR.FO.HTRS.STEAM FLOW CONTROL VALVE | RMM | GMVL-BA | B | X | 202028383 |  | 000002584074 |  | ERP-MM-DC1 | 2011-12-17 | 20
COC5 | 2210-4-COC5-EGR80AA401 | 2000222816 | C5EGR80AA401 | C5603 | CR.FO.HTRS.STEAM SUPPLY PI ISOL.VALVE | RMM | GMVLVE | B | X | 202028383 |  | 000002584078 |  | ERP-MM-DC1 | 2011-12-17 | 20
COC5 | 2210-4-COC5-EGR80AA402 | 2000222824 | C5EGR80AA402 | C5613 | CR.FO.HTRS.STEAM PI ISOL.VALVE AFT.FCV | RMM | GMVLVE | B | X | 202028383 |  | 000002584092 |  | ERP-MM-DC1 | 2011-12-17 | 20
COC5 | 2210-4-COC5-EGR80AA601 | 2000222832 | C5EGR80AA601 | C5623 | CR.FO.HTRS.STEAM O/L TRAP O/L CHECK V/V | RMM | GMVLVE | C | X | 202028383 |  | 000002584096 |  | ERP-MM-DC1 | 2011-12-17 | 20
COC5 | 2210-4-COC5-EGR80AA701 | 2000222840 | C5EGR80AA701 | C5601 | CRUDE FO.HTRS.STEAM SUPPLY VALVE | RMM | GMVLVE | B | X | 202028383 |  | 000002584100 |  | ERP-MM-DC1 | 2011-12-17 | 20
COC5 | 2210-4-COC5-EGR80AA702 | 2000222848 | C5EGR80AA702 | C5601A | CRUDE FO.HTRS.STEAM SUPPLY BYPASS VALVE | RMM | GMVLVE | B | X | 202028383 |  | 000002584114 |  | ERP-MM-DC1 | 2011-12-17 | 20
COC5 | 2210-4-COC5-EGR80AA703 | 2000222855 | C5EGR80AA703 | C5609 | CR.FO.HTRS.STEAM FCV INLET VALVE | RMM | GMVLVE | B | X | 202028383 |  | 000002584117 |  | ERP-MM-DC1 | 2011-12-17 | 20
COC5 | 2210-4-COC5-EGR80AA704 | 2000222863 | C5EGR80AA704 | C5612 | CR.FO.HTRS.STEAM FCV OUTLET VALVE | RMM | GMVLVE | B | X | 202028383 |  | 000002584131 |  | ERP-MM-DC1 | 2011-12-17 | 20
COC5 | 2210-4-COC5-EGR80AA705 | 2000222871 | C5EGR80AA705 | C5611 | CR.FO.HTRS.STEAM FCV BYPASS VALVE | RMM | GMVLVE | B | X | 202028383 |  | 000002584135 |  | ERP-MM-DC1 | 2011-12-17 | 20
COC5 | 2210-4-COC5-EGR80AA706 | 2000222879 | C5EGR80AA706 | C5615A | CR.FO.HEATER-A STEAM INLET VALVE | RMM | GMVLVE | B | X | 202028383 |  | 000002584139 |  | ERP-MM-DC1 | 2011-12-17 | 20
COC5 | 2210-4-COC5-EGR80AA707 | 2000222887 | C5EGR80AA707 | C5615B | CR.FO.HEATER-B STEAM INLET VALVE | RMM | GMVLVE | B | X | 202028383 |  | 000002584153 |  | ERP-MM-DC1 | 2011-12-17 | 20
COC5 | 2210-4-COC5-EGR80AA708 | 2000222895 | C5EGR80AA708 | C5616A | CR.FO.HEATER-A STEAM OUTLET VALVE | RMM | GMVLVE | B | X | 202028383 |  | 000002584157 |  | ERP-MM-DC1 | 2011-12-17 | 20
COC5 | 2210-4-COC5-EGR80AA709 | 2000222903 | C5EGR80AA709 | C5616B | CR.FO.HEATER-B STEAM OUTLET VALVE | RMM | GMVLVE | B | X | 202028383 |  | 000002584171 |  | ERP-MM-DC1 | 2011-12-17 | 20
COC5 | 2210-4-COC5-EGR80AA710 | 2000222911 | C5EGR80AA710 | C5619 | CR.FO.HEATERS STEAM O/L TRAP INLET VALVE | RMM | GMVLVE | B | X | 202028383 |  | 000002584175 |  | ERP-MM-DC1 | 2011-12-17 | 20
COC5 | 2210-4-COC5-EGR80AA711 | 2000222919 | C5EGR80AA711 | C5622 | CR.FO.HEATERS STEAM O/L TRAP OUTLET V/V | RMM | GMVLVE | B | X | 202028383 |  | 000002584179 |  | ERP-MM-DC1 | 2011-12-17 | 20
COC5 | 2210-4-COC5-EGR80AA712 | 2000222927 | C5EGR80AA712 | C5621 | CR.FO.HEATERS STEAM O/L TRAP BYPASS V/V | RMM | GMVLVE | B | X | 202028383 |  | 000002584193 |  | ERP-MM-DC1 | 2011-12-17 | 20
COC5 | 2210-4-COC5-EGR80AT001 | 2000222935 | C5EGR80AT001 | C5604 | CRUDE FO HTRS.STEAM SUPPLY Y-STRAINER | RMM | GMSTRN | C | X | 202028383 |  | 000002584197 |  | ERP-MM-DC1 | 2011-12-17 | 20
COC5 | 2210-4-COC5-EGR80AT002 | 2000222943 | C5EGR80AT002 | C5617 | CR.FO.HEATERS STEAM OUTLET Y-STRAINER | RMM | GMSTRN | C | X | 202028383 |  | 000002584211 |  | ERP-MM-DC1 | 2011-12-17 | 20
COC5 | 2210-4-COC5-EGR80AT003 | 2000222951 | C5EGR80AT003 | C5620 | CR.FO.HEATERS STEAM OUTLET TRAP | RMM | GMTRAP | B | X | 202028383 |  | 000002584215 |  | ERP-MM-DC1 | 2011-12-17 | 20
COC5 | 2210-4-COC5-EGR80CP001 | 2000222959 | C5EGR80CP001 | C5602 | CR.FO.HTRS.STEAM SUPPLY PRESS.INDICATOR | RMI | GIIN-PR | C | X | 202028383 |  | 000002584219 |  | ERP-MM-DC1 | 2011-12-17 | 20
COC5 | 2210-4-COC5-EGR80CP002 | 2000222967 | C5EGR80CP002 | C5614 | CR.FO.HTRS.STEAM PRESS.INDICATOR AFT.FCV | RMI | GIIN-PR | C | X | 202028383 |  | 000002584233 |  | ERP-MM-DC1 | 2011-12-17 | 20
COC5 | 2210-4-COC5-EGR80CT001 | 2000222975 | C5EGR80CT001 | C5625 | CR.FO.HTRS.STEAM SUPPLY TEMP.SWITCH | RMI | GISW-TE | C | X | 202028383 |  | 000002584237 |  | ERP-MM-DC1 | 2011-12-17 | 20
COC5 | 2210-4-COC5-EGR80CT002 | 2000222983 | C5EGR80CT002 | C5606EGR80CT02 | CR.FO.HTRS.STEAM SUPPLY TEMP INDICATOR | RMI | GIIN-TE | C | X | 202028383 |  | 000002584251 |  | ERP-MM-DC1 | 2011-12-17 | 20
COC5 | 2210-4-COC5-EGR91AA501 | 2000222991 | C5EGR91AA501 | C51803 | ALPACON MP304A ACID TANK DRAIN VALVE | RMM | GMVLVE | C | X | 202028383 |  | 000002584255 |  | ERP-MM-DC1 | 2011-12-17 | 20
COC5 | 2210-4-COC5-EGR91AA701 | 2000222999 | C5EGR91AA701 | C51804 | ALPACON MP304A ACID TANK OUTLET VALVE | RMM | GMVLVE | C | X | 202028383 |  | 000002584259 |  | ERP-MM-DC1 | 2011-12-17 | 20
COC5 | 2210-4-COC5-EGR91AA702 | 2000223007 | C5EGR91AA702 | C51806 | ALPACON TANK O/L CALIBRN.TUBE ISOL.VALVE | RMM | GMVLVE | C | X | 202028383 |  | 000002584273 |  | ERP-MM-DC1 | 2011-12-17 | 20
COC5 | 2210-4-COC5-EGR91AT001 | 2000223015 | C5EGR91AT001 | C51805 | ALPACON MP304A ACID TANK O/L STRAINER | RMM | GMSTRN | C | X | 202028383 |  | 000002584277 |  | ERP-MM-DC1 | 2011-12-17 | 20
COC5 | 2210-4-COC5-EGR91BB001 | 2000223023 | C5EGR91BB001 | C51800 | ALPACON MP304A STRONG ACID STORAGE TANK | RMM | GMTANK | C | X | 202028383 |  | 000002584291 |  | ERP-MM-DC1 | 2011-12-17 | 20
COC5 | 2210-4-COC5-EGR91CG001 | 2000223031 | C5EGR91CG001 | C51807 | ALPACON MP304A TANK O/L CALIBRATION TUBE | RMI | GIINDC | C | X | 202028383 |  | 000002584295 |  | ERP-MM-DC1 | 2011-12-17 | 20
COC5 | 2210-4-COC5-EGR91CL001 | 2000223039 | C5EGR91CL001 | C51802 | ALPACON MP304A ACID TANK LEVEL SWITCH | RMI | GISW-LV | C | X | 202028383 |  | 000002584299 |  | ERP-MM-DC1 | 2011-12-17 | 20
COC5 | 2210-4-COC5-EGR92AA301 | 2000223047 | C5EGR92AA301 | C51809A | ALPACON MP304A ACID PUMP-A SAFTY.RLF.V/V | RMM | GMVL-RE | C | X | 202028383 |  | 000002584313 |  | ERP-MM-DC1 | 2011-12-17 | 20
COC5 | 2210-4-COC5-EGR92AA401 | 2000223055 | C5EGR92AA401 | C51814 | ALPACON MP304A PUMPS O/L PI ISOL.VALVE | RMM | GMVLVE | C | X | 202028383 |  | 000002584317 |  | ERP-MM-DC1 | 2011-12-17 | 20
COC5 | 2210-4-COC5-EGR92AA601 | 2000223063 | C5EGR92AA601 | C51811A | ALPACON MP304A ACID PUMP-A O/L CHECK V/V | RMM | GMVLVE | C | X | 202028383 |  | 000002584331 |  | ERP-MM-DC1 | 2011-12-17 | 20
COC5 | 2210-4-COC5-EGR92AA602 | 2000223071 | C5EGR92AA602 | C51816 | ALPACON MP304A PUMPS O/L CHECK VALVE | RMM | GMVLVE | C | X | 202028383 |  | 000002584335 |  | ERP-MM-DC1 | 2011-12-17 | 20
COC5 | 2210-4-COC5-EGR92AA701 | 2000223079 | C5EGR92AA701 | C51808A | ALPACON MP304A ACID PUMP-A SUCTIOM VALVE | RMM | GMVLVE | C | X | 202028383 |  | 000002584339 |  | ERP-MM-DC1 | 2011-12-17 | 20
COC5 | 2210-4-COC5-EGR92AA702 | 2000223087 | C5EGR92AA702 | C51812A | ALPACON PUMP304A ACID PUMP-A DISCH.VALVE | RMM | GMVLVE | C | X | 202028383 |  | 000002584353 |  | ERP-MM-DC1 | 2011-12-17 | 20
COC5 | 2210-4-COC5-EGR92AA703 | 2000223095 | C5EGR92AA703 | C51818 | ALPACON MP304A PUMPS O/L ISOLATION VALVE | RMM | GMVLVE | C | X | 202028383 |  | 000002584357 |  | ERP-MM-DC1 | 2011-12-17 | 20
COC5 | 2210-4-COC5-EGR92AP001 | 2000223103 | C5EGR92AP001 | C51810A | ALPACON MP304A STRONG ACID PUMP-A | RMM | GMPUMP | C | X | 202028383 |  | 000002584371 |  | ERP-MM-DC1 | 2011-12-17 | 20
COC5 | 2210-4-COC5-EGR92AP001-M01 | 2000223111 | C5EGR92AP001-M01 | C5EGR92AP001-M1 | STRONG ACID FUEL CONDITIONER PUMP MOTOR | RME | GEMOTR | C | X | 202028383 |  | 000002584375 |  | ERP-MM-DC1 | 2011-12-17 | 20
COC5 | 2210-4-COC5-EGR92CP001 | 2000223119 | C5EGR92CP001 | C51815 | ALPACON MP304A PUMPS O/L PRESS.INDICATOR | RMI | GIIN-PR | C | X | 202028383 |  | 000002584379 |  | ERP-MM-DC1 | 2011-12-17 | 20
COC5 | 2210-4-COC5-EGR93AA301 | 2000223127 | C5EGR93AA301 | C51809B | ALPACON MP304A ACID PUMP-B SAFTY.RLF.V/V | RMM | GMVL-RE | C | X | 202028383 |  | 000002584393 |  | ERP-MM-DC1 | 2011-12-17 | 20
COC5 | 2210-4-COC5-EGR93AA601 | 2000223135 | C5EGR93AA601 | C51811B | ALPACON MP304A ACID PUMP-B O/L CHECK V/V | RMM | GMVLVE | C | X | 202028383 |  | 000002584397 |  | ERP-MM-DC1 | 2011-12-17 | 20
COC5 | 2210-4-COC5-EGR93AA701 | 2000223143 | C5EGR93AA701 | C51808B | ALPACON MP304A ACID PUMP-B SUCTION VALVE | RMM | GMVLVE | C | X | 202028383 |  | 000002584411 |  | ERP-MM-DC1 | 2011-12-17 | 20
COC5 | 2210-4-COC5-EGR93AA702 | 2000223151 | C5EGR93AA702 | C51812B | ALPACON MP304A ACID PUMP-B DISCH.VALVE | RMM | GMVLVE | C | X | 202028383 |  | 000002584415 |  | ERP-MM-DC1 | 2011-12-17 | 20
COC5 | 2210-4-COC5-EGR93AP001 | 2000223159 | C5EGR93AP001 | C51810B | ALPACON MP304A STRONG ACID PUMP-B | RMM | GMPUMP | C | X | 202028383 |  | 000002584419 |  | ERP-MM-DC1 | 2011-12-17 | 20
COC5 | 2210-4-COC5-EGR93AP001-M01 | 2000223167 | C5EGR93AP001-M01 | C5EGR93AP001-M1 | STRONG ACID FUEL CONDITIONER PUMP MOTOR | RME | GEMOTR | C | X | 202028383 |  | 000002584433 |  | ERP-MM-DC1 | 2011-12-17 | 20
COC5 | 2210-4-COC5-EGR94AM001 | 2000223175 | C5EGR94AM001 | C5EGR94AM001 | STRONG ACID FUEL COND.STORAGE TANK MIXER | RMM | GMMIXR | C | X | 202028383 |  | 000002584437 |  | ERP-MM-DC1 | 2011-12-17 | 20
COC5 | 2210-4-COC5-EGR94AM001-M01 | 2000223183 | C5EGR94AM001-M01 | C5EGR94AM001-M1 | STR.ACID FUEL CONDNR.STOR.TNK MIXER MOTR | RME | GEMOTR | C | X | 202028383 |  | 000002584451 |  | ERP-MM-DC1 | 2011-12-17 | 20
COC5 | 2210-4-COC5-EGR95AA701 | 2000223191 | C5EGR95AA701 | C51904 | ALPACON STOR.TANK OUTLET VALVE | RMM | GMVLVE | C | X | 202028383 |  | 000002584455 |  | ERP-MM-DC1 | 2011-12-17 | 20
COC5 | 2210-4-COC5-EGR95AA702 | 2000223199 | C5EGR95AA702 | C51906 | CALIBRATION TUBE ISOLATION VALVE | RMM | GMVLVE | C | X | 202028383 |  | 000002584459 |  | ERP-MM-DC1 | 2011-12-17 | 20
COC5 | 2210-4-COC5-EGR95AT001 | 2000223208 | C5EGR95AT001 | C51905 | ALPCON STOR.TANK OUTLET Y-STRAINER | RMM | GMSTRN | C | X | 202028383 |  | 000002584474 |  | ERP-MM-DC1 | 2011-12-17 | 20
COC5 | 2210-4-COC5-EGR95BB001 | 2000223216 | C5EGR95BB001 | C51900 | ALPACON MP306E/305L BASE STOR.TANK .4CUM | RMM | GMTANK | C | X | 202028383 |  | 000002584478 |  | ERP-MM-DC1 | 2011-12-17 | 20
COC5 | 2210-4-COC5-EGR95CG001 | 2000223224 | C5EGR95CG001 | C51907 | CALIBRATION TUBE | RMI | GIINDC | C | X | 202028383 |  | 000002584492 |  | ERP-MM-DC1 | 2011-12-17 | 20
COC5 | 2210-4-COC5-EGR95CG002 | 2000223232 | C5EGR95CG002 | C51902 | ALPACON MP306E/305L STOR.TANK LIM.SWITCH | RMI | GISW-LM | C | X | 202028383 |  | 000002584496 |  | ERP-MM-DC1 | 2011-12-17 | 20
COC5 | 2210-4-COC5-EGR96AA301 | 2000223240 | C5EGR96AA301 | C51909A | ALPACON 305L/306E PUMP-A SAFTY RLF.VALVE | RMM | GMVL-RE | C | X | 202028383 |  | 000002584500 |  | ERP-MM-DC1 | 2011-12-17 | 20
COC5 | 2210-4-COC5-EGR96AA401 | 2000223248 | C5EGR96AA401 | C51914 | ALPACON 305L/306E PUMP DISCH.PI ISOL.V/V | RMM | GMVLVE | C | X | 202028383 |  | 000002584514 |  | ERP-MM-DC1 | 2011-12-17 | 20
COC5 | 2210-4-COC5-EGR96AA601 | 2000223256 | C5EGR96AA601 | C51911A | ALPACON 305L/306E PUMP-A DISCH.CHECK V/V | RMM | GMVLVE | C | X | 202028383 |  | 000002584518 |  | ERP-MM-DC1 | 2011-12-17 | 20
COC5 | 2210-4-COC5-EGR96AA602 | 2000223264 | C5EGR96AA602 | C51916 | ALPACON 305L/306E PUMP DISCH.CHECK VALVE | RMM | GMVLVE | C | X | 202028383 |  | 000002584532 |  | ERP-MM-DC1 | 2011-12-17 | 20
COC5 | 2210-4-COC5-EGR96AA701 | 2000223272 | C5EGR96AA701 | C51908A | ALPACON MP305L / 306E PUMP-A SUCTN.VALVE | RMM | GMVLVE | C | X | 202028383 |  | 000002584536 |  | ERP-MM-DC1 | 2011-12-17 | 20
COC5 | 2210-4-COC5-EGR96AA702 | 2000223280 | C5EGR96AA702 | C51912A | ALPACON MP305L/306E PUMP-A DISCH. VALVE | RMM | GMVLVE | C | X | 202028383 |  | 000002584540 |  | ERP-MM-DC1 | 2011-12-17 | 20
COC5 | 2210-4-COC5-EGR96AA703 | 2000223288 | C5EGR96AA703 | C51919 | ALPACON 305L/306E PUMP DISCHARGE VALVE | RMM | GMVLVE | C | X | 202028383 |  | 000002584554 |  | ERP-MM-DC1 | 2011-12-17 | 20
COC5 | 2210-4-COC5-EGR96AP001 | 2000223296 | C5EGR96AP001 | C51910A | ALPACON STRONG BASE FUEL CONDITNR.PUMP-A | RMM | GMPUMP | C | X | 202028383 |  | 000002584558 |  | ERP-MM-DC1 | 2011-12-17 | 20
COC5 | 2210-4-COC5-EGR96AP001-M01 | 2000223304 | C5EGR96AP001-M01 | C5EGR96AP001-M1 | STRONG BASE FUEL CONDITIONER PUMP MOTOR | RME | GEMOTR | B | X | 202028383 |  | 000002584572 |  | ERP-MM-DC1 | 2011-12-17 | 20
COC5 | 2210-4-COC5-EGR96BR001 | 2000223312 | C5EGR96BR001 | C5EGR96BR001 | ALPACON 305L/306E PUMP-A USCT/DISCH PIPE | RMM | GMPIPE | C | X | 202028383 |  | 000002584576 |  | ERP-MM-DC1 | 2011-12-17 | 20
COC5 | 2210-4-COC5-EGR96CP001 | 2000223320 | C5EGR96CP001 | C51915 | ALPACON 305L/306E PUMP DISCH.PR.INDICATR | RMI | GIIN-PR | C | X | 202028383 |  | 000002584580 |  | ERP-MM-DC1 | 2011-12-17 | 20
COC5 | 2210-4-COC5-EGR97AA301 | 2000223328 | C5EGR97AA301 | C51905B | ALPACON 305L/306E PUMP-B SAFTY RLF.VALVE | RMM | GMVL-RE | C | X | 202028383 |  | 000002584594 |  | ERP-MM-DC1 | 2011-12-17 | 20
COC5 | 2210-4-COC5-EGR97AA601 | 2000223336 | C5EGR97AA601 | C51911B | ALPACON 305L/306E PUMP-B DISCH.CHECK V/V | RMM | GMVLVE | C | X | 202028383 |  | 000002584598 |  | ERP-MM-DC1 | 2011-12-17 | 20
COC5 | 2210-4-COC5-EGR97AA701 | 2000223344 | C5EGR97AA701 | C51908B | ALPACON 305L/306E PUMP-B SUCTION VALVE | RMM | GMVLVE | C | X | 202028383 |  | 000002584612 |  | ERP-MM-DC1 | 2011-12-17 | 20
COC5 | 2210-4-COC5-EGR97AA702 | 2000223352 | C5EGR97AA702 | C51912B | ALPACON MP305L/306E PUMP-B DISCH. VALVE | RMM | GMVLVE | C | X | 202028383 |  | 000002584616 |  | ERP-MM-DC1 | 2011-12-17 | 20
COC5 | 2210-4-COC5-EGR97AP001 | 2000223360 | C5EGR97AP001 | C51910B | ALPACON STRONG BASE FUEL CONDITNR.PUMP-B | RMM | GMPUMP | C | X | 202028383 |  | 000002584620 |  | ERP-MM-DC1 | 2011-12-17 | 20
COC5 | 2210-4-COC5-EGR97AP001-M01 | 2000223368 | C5EGR97AP001-M01 | C5EGR97AP001-M1 | STRONG BASE FUEL CONDITIONER PUMP MOTOR | RME | GEMOTR | B | X | 202028383 |  | 000002584634 |  | ERP-MM-DC1 | 2011-12-17 | 20
COC5 | 2210-4-COC5-EGR97BR001 | 2000223376 | C5EGR97BR001 | C5EGR97BR001 | ALPACON 305L/306E PUMP-B SUCT/DISCH PIPE | RMM | GMPIPE | C | X | 202028383 |  | 000002584638 |  | ERP-MM-DC1 | 2011-12-17 | 20
COC5 | 2210-4-COC5-EGR98AM001 | 2000223382 | C5EGR98AM001 | C5EGR98AM001 | STRONG BASE FUEL COND.STORAGE TANK MIXER | RMM | GMMIXR | C | X | 202028383 |  | 000002584652 |  | ERP-MM-DC1 | 2011-12-17 | 20
COC5 | 2210-4-COC5-EGR98AM001-M01 | 2000223390 | C5EGR98AM001-M01 | C5EGR98AM001-M1 | STR.BASE FUEL CONDNR.STOR.TNK MIXER MOTR | RME | GEMOTR | C | X | 202028383 |  | 000002584656 |  | ERP-MM-DC1 | 2011-12-17 | 20
COC5 | 2210-4-COC5-EGY10 | 2000223398 | C5EGY10 | C5EGY10 | FUEL OIL AREA PLC | RME | GEPANL | C | X | 202028383 |  | 000002584660 |  | ERP-MM-DC1 | 2011-12-17 | 20
COC5 | 2210-4-COC5-EHA00BR001 | 2000223406 | C5EHA00BR001 | C5EHA00BR001 | FUEL OIL ADDITIVE LINE PIPING | RMM | GMPIPE | C | X | 202028383 |  | 000002584674 |  | ERP-MM-DC1 | 2011-12-17 | 20
COC5 | 2210-4-COC5-EHA10AA401 | 2000223414 | C5EHA10AA401 | C5812 | FO.ADDITIV.TNK.FILL PUMP O/L PI ISOL.V/V | RMM | GMVLVE | B | X | 202028383 |  | 000002584678 |  | ERP-MM-DC1 | 2011-12-17 | 20
COC5 | 2210-4-COC5-EHA10AA601 | 2000223422 | C5EHA10AA601 | C5810 | FO.ADDITIV.TNK.FILL PUMP-A O/L CHECK V/V | RMM | GMVLVE | C | X | 202028383 |  | 000002584692 |  | ERP-MM-DC1 | 2011-12-17 | 20
COC5 | 2210-4-COC5-EHA10AA602 | 2000223430 | C5EHA10AA602 | C5811 | FO.ADDITIV.TNK.FILL PUMP-B O/L CHECK V/V | RMM | GMVLVE | C | X | 202028383 |  | 000002584696 |  | ERP-MM-DC1 | 2011-12-17 | 20
COC5 | 2210-4-COC5-EHA10AA701 | 2000223438 | C5EHA10AA701 | C5808 | FO.ADDITIV.TANK FILL PUMP-A DISCH.VALVE | RMM | GMVLVE | B | X | 202028383 |  | 000002584700 |  | ERP-MM-DC1 | 2011-12-17 | 20
COC5 | 2210-4-COC5-EHA10AA702 | 2000223446 | C5EHA10AA702 | C5809 | FO.ADDITIV.TANK FILL PUMP-B DISCH.VALVE | RMM | GMVLVE | B | X | 202028383 |  | 000002584714 |  | ERP-MM-DC1 | 2011-12-17 | 20
COC5 | 2210-4-COC5-EHA10CP001 | 2000223454 | C5EHA10CP001 | C5813 | FO.ADDITIV.TNK.FILL PUMP O/L PR.INDICATR | RMI | GIIN-PR | C | X | 202028383 |  | 000002584718 |  | ERP-MM-DC1 | 2011-12-17 | 20
COC5 | 2210-4-COC5-EHA27AA401 | 2000223462 | C5EHA27AA401 | C5828 | FO.ADDITIVE PUMP-DISCH.PS/PI ISOL.V/V | RMM | GMVLVE | C | X | 202028383 |  | 000002584732 |  | ERP-MM-DC1 | 2011-12-17 | 20
COC5 | 2210-4-COC5-EHA27AA702 | 2000223470 | C5EHA27AA702 | C5831 | FUEL OIL ADDITIVE PUMPS DISCHARGE VALVE | RMM | GMVLVE | B | X | 202028383 |  | 000002584736 |  | ERP-MM-DC1 | 2011-12-17 | 20
COC5 | 2210-4-COC5-EHA27CP001 | 2000223478 | C5EHA27CP001 | C5845 | FO.ADDITIVE PUMP DISCH.PRESS.TRANSMITTER | RMI | GIXM-DP | C | X | 202028383 |  | 000002584740 |  | ERP-MM-DC1 | 2011-12-17 | 20
COC5 | 2210-4-COC5-EHA27CP002 | 2000223486 | C5EHA27CP002 | C5826 | FO.ADDITIVE PUMP-DISCH.PRESS.SWITCH | RMI | GISW-CN | C | X | 202028383 |  | 000002584754 |  | ERP-DLGN-EAA | 2013-03-05 | 20
COC5 | 2210-4-COC5-EHA27CP003 | 2000223494 | C5EHA27CP003 | C5827 | FO.ADDITIVE PUMP-DISCH PRESS.INDICATOR | RMI | GIIN-PR | C | X | 202028383 |  | 000002584758 |  | ERP-MM-DC1 | 2011-12-17 | 20
COC5 | 2210-4-COC5-EHB10AA001 | 2000223502 | C5EHB10AA001 | C5835 | FO.ADDITIVE RET.BACK PR.REGULATING VALVE | RMM | GMVL-BA | B | X | 202028383 |  | 000002584772 |  | ERP-MM-DC1 | 2011-12-17 | 20
COC5 | 2210-4-COC5-EHB10AA401 | 2000223510 | C5EHB10AA401 | C5847 | FO.ADDITIVE RET.LINE PI ISOLATION VALVE | RMM | GMVLVE | B | X | 202028383 |  | 000002584776 |  | ERP-MM-DC1 | 2011-12-17 | 20
COC5 | 2210-4-COC5-EHB10AA501 | 2000223518 | C5EHB10AA501 | C5803 | FO.ADDITIVE STOR.TANK-DRAIN VALVE | RMM | GMVLVE | B | X | 202028383 |  | 000002584780 |  | ERP-MM-DC1 | 2011-12-17 | 20
COC5 | 2210-4-COC5-EHB10AA701 | 2000223526 | C5EHB10AA701 | C5804 | FO.ADDITIVE STOR.TANK-O/L ISOL.VALVE | RMM | GMVLVE | B | X | 202028383 |  | 000002584794 |  | ERP-MM-DC1 | 2011-12-17 | 20
COC5 | 2210-4-COC5-EHB10AA702 | 2000223534 | C5EHB10AA702 | C5806 | FO.ADDITIVE STOR.TANK-I/L ISOL.VALVE | RMM | GMVLVE | B | X | 202028383 |  | 000002584798 |  | ERP-MM-DC1 | 2011-12-17 | 20
COC5 | 2210-4-COC5-EHB10AA703 | 2000223542 | C5EHB10AA703 | C5807 | FO.ADDITV.TANK FILL ISOL.VALVE (FUTURE) | RMM | GMVLVE | C | X | 202028383 |  | 000002584812 |  | ERP-MM-DC1 | 2011-12-17 | 20
COC5 | 2210-4-COC5-EHB10AA704 | 2000223550 | C5EHB10AA704 | C5814 | FO.ADDITIVE TANK O/L FUTUR.EXPN.ISOL.V/V | RMM | GMVLVE | B | X | 202028383 |  | 000002584816 |  | ERP-MM-DC1 | 2011-12-17 | 20
COC5 | 2210-4-COC5-EHB10AA705 | 2000223558 | C5EHB10AA705 | C5836 | FO.ADDITIVE RET.BACK PR.RV ISOL.VALVE | RMM | GMVLVE | B | X | 202028383 |  | 000002584820 |  | ERP-MM-DC1 | 2011-12-17 | 20
COC5 | 2210-4-COC5-EHB10AA706 | 2000223566 | C5EHB10AA706 | C5837 | FO.ADDITIVE RET.BACK PR.RV BY-PASS VALVE | RMM | GMVLVE | B | X | 202028383 |  | 000002584834 |  | ERP-MM-DC1 | 2011-12-17 | 20
COC5 | 2210-4-COC5-EHB10AA707 | 2000223574 | C5EHB10AA707 | C5832 | FO.ADDITIVE RETURN ISOL.VALVE TO TANK | RMM | GMVLVE | B | X | 202028383 |  | 000002584838 |  | ERP-MM-DC1 | 2011-12-17 | 20
COC5 | 2210-4-COC5-EHB10BB001 | 2000223582 | C5EHB10BB001 | C5800 | FUEL OIL ADDITIVE STORAGE TANK 24.6 CUM. | RMM | GMTANK | C | X | 202028383 |  | 000002584852 |  | ERP-MM-DC1 | 2011-12-17 | 20
COC5 | 2210-4-COC5-EHB10CL001 | 2000223590 | C5EHB10CL001 | C5801 | FO.ADDITIVE STOR.TANK-LEVEL SWITCH | RMI | GISW-LV | B | X | 202028383 |  | 000002584856 |  | ERP-MM-DC1 | 2011-12-17 | 20
COC5 | 2210-4-COC5-EHB10CL002 | 2000223598 | C5EHB10CL002 | C5802 | FO.ADDITIVE STOR.TANK-LEVEL INDICATOR | RMI | GIIN-LV | C | X | 202028383 |  | 000002584860 |  | ERP-MM-DC1 | 2011-12-17 | 20
COC5 | 2210-4-COC5-EHB10CL003 | 2000223606 | C5EHB10CL003 | C5805 | FO.ADDITIVE STOR.LEVEL TRANSMITTER | RMI | GIXM-LC | C | X | 202028383 |  | 000002584874 |  | ERP-MM-DC1 | 2011-12-17 | 20
COC5 | 2210-4-COC5-EHB10CP001 | 2000223614 | C5EHB10CP001 | C5846 | FO.ADDITIVE RET.LINE PRESSURE INDICATOR | RMI | GIIN-PR | C | X | 202028383 |  | 000002584878 |  | ERP-MM-DC1 | 2011-12-17 | 20
COC5 | 2210-4-COC5-EHB10CT001 | 2000223622 | C5EHB10CT001 | C5840 | FO.ADDITIVE TANK TEMPERATURE INDICATOR | RMI | GIIN-TE | C | X | 202028383 |  | 000002584892 |  | ERP-MM-DC1 | 2011-12-17 | 20
COC5 | 2210-4-COC5-EHC01AP001 | 2000223630 | C5EHC01AP001 | C5EHC01AP001 | FUEL OIL ADDITIVE DRUM PUMP-A | RMM | GMPUMP | B | X | 202028383 |  | 000002584896 |  | ERP-MM-DC1 | 2011-12-17 | 20
COC5 | 2210-4-COC5-EHC01AP001-M01 | 2000223638 | C5EHC01AP001-M01 | C5EHC01AP001-M1 | FUEL OIL ADDITIVE DRUM PUMP-A MOTOR | RME | GEMOTR | B | X | 202028383 |  | 000002584900 |  | ERP-MM-DC1 | 2011-12-17 | 20
COC5 | 2210-4-COC5-EHC02AP001 | 2000223646 | C5EHC02AP001 | C5EHC02AP001 | FUEL OIL ADDITIVE DRUM PUMP-B | RMM | GMPUMP | B | X | 202028383 |  | 000002584914 |  | ERP-MM-DC1 | 2011-12-17 | 20
COC5 | 2210-4-COC5-EHC02AP001-M01 | 2000223654 | C5EHC02AP001-M01 | C5EHC02AP001-M1 | FUEL OIL ADDITIVE DRUM PUMP-B MOTOR | RME | GEMOTR | B | X | 202028383 |  | 000002584918 |  | ERP-MM-DC1 | 2011-12-17 | 20
COC5 | 2210-4-COC5-EHC11AA401 | 2000223662 | C5EHC11AA401 | C5816A | FO.ADDITIVE STRAINER-A DPIS ISOL.VALVE | RMM | GMVLVE | B | X | 202028383 |  | 000002584932 |  | ERP-MM-DC1 | 2011-12-17 | 20
COC5 | 2210-4-COC5-EHC11AT001 | 2000223670 | C5EHC11AT001 | C5817A | FO.ADDITIVE TRANSR.PUMP-A SUCTN.STRAINER | RMM | GMFILT | B | X | 202028383 |  | 000002584936 |  | ERP-MM-DC1 | 2011-12-17 | 20
COC5 | 2210-4-COC5-EHC11CP001 | 2000223678 | C5EHC11CP001 | C5818A | FO.ADDITIVE STRAINR.DP.INDICATOR,SWITCH | RMI | GISW-CN | C | X | 202028383 |  | 000002584940 |  | ERP-DLGN-EAA | 2013-03-05 | 20
COC5 | 2210-4-COC5-EHC11CP002 | 2000223686 | C5EHC11CP002 | C5820A | FO.ADDITIVE STRAINER O/L PRESS INDICATOR | RMI | GIIN-PR | C | X | 202028383 |  | 000002584954 |  | ERP-MM-DC1 | 2011-12-17 | 20
COC5 | 2210-4-COC5-EHC12AA401 | 2000223694 | C5EHC12AA401 | C5816B | FO.ADDITIVE STRAINER-B DPIS ISOL.VALVE | RMM | GMVLVE | B | X | 202028383 |  | 000002584958 |  | ERP-MM-DC1 | 2011-12-17 | 20
COC5 | 2210-4-COC5-EHC12AT001 | 2000223702 | C5EHC12AT001 | C5817B | FO.ADDITIVE TRANSR.PUMP-B SUCTN.STRAINER | RMM | GMFILT | B | X | 202028383 |  | 000002584972 |  | ERP-MM-DC1 | 2011-12-17 | 20
COC5 | 2210-4-COC5-EHC12CP001 | 2000223710 | C5EHC12CP001 | C5818B | FO.ADDITIVE STRAINR.DP.INDICATOR,SWITCH | RMI | GISW-CN | C | X | 202028383 |  | 000002584976 |  | ERP-DLGN-EAA | 2013-03-05 | 20
COC5 | 2210-4-COC5-EHC12CP002 | 2000223718 | C5EHC12CP002 | C5820B | FO.ADDITIVE STRAINER O/L PRESS INDICATOR | RMI | GIIN-PR | B | X | 202028383 |  | 000002584980 |  | ERP-MM-DC1 | 2011-12-17 | 20
COC5 | 2210-4-COC5-EHC21AA601 | 2000223726 | C5EHC21AA601 | C5824A | FO.ADDITIVE PUMP-A DISCH.CHECK VALVE | RMM | GMVLVE | C | X | 202028383 |  | 000002584994 |  | ERP-MM-DC1 | 2011-12-17 | 20
COC5 | 2210-4-COC5-EHC21AA701 | 2000223734 | C5EHC21AA701 | C5815A | FO.ADDITIVE STRAINER-A INLET VALVE | RMM | GMVLVE | B | X | 202028383 |  | 000002584998 |  | ERP-MM-DC1 | 2011-12-17 | 20
COC5 | 2210-4-COC5-EHC21AA702 | 2000223742 | C5EHC21AA702 | C5843A | FO.ADDITIVE STRAINER-A OUTLET VALVE | RMM | GMVLVE | B | X | 202028383 |  | 000002585012 |  | ERP-MM-DC1 | 2011-12-17 | 20
COC5 | 2210-4-COC5-EHC21AA703 | 2000223750 | C5EHC21AA703 | C5819 | FO.ADDITIVE STRAINER A&B O/L INTCONN.V/V | RMM | GMVLVE | C | X | 202028383 |  | 000002585016 |  | ERP-MM-DC1 | 2011-12-17 | 20
COC5 | 2210-4-COC5-EHC21AA704 | 2000223758 | C5EHC21AA704 | C5821A | FO.ADDITIVE TRANS.PUMP-A SUCTION VALVE | RMM | GMVLVE | C | X | 202028383 |  | 000002585020 |  | ERP-MM-DC1 | 2011-12-17 | 20
COC5 | 2210-4-COC5-EHC21AA705 | 2000223766 | C5EHC21AA705 | C5825A | FO.ADDITIVE PUMP-A DISCHARGE VALVE | RMM | GMVLVE | C | X | 202028383 |  | 000002585034 |  | ERP-MM-DC1 | 2011-12-17 | 20
COC5 | 2210-4-COC5-EHC21AP001 | 2000223774 | C5EHC21AP001 | C5822A | FUEL OIL ADDITIVE TRANSFER PUMP-A | RMM | GMPUMP | B | X | 202028383 |  | 000002585038 |  | ERP-MM-DC1 | 2011-12-17 | 20
COC5 | 2210-4-COC5-EHC21AP001-M01 | 2000223782 | C5EHC21AP001-M01 | C5EHC21AP001-M1 | FUEL OIL ADDITIVE TRANSFER PUMP-A MOTOR | RME | GEMOTR | B | X | 202028383 |  | 000002585052 |  | ERP-MM-DC1 | 2011-12-17 | 20
COC5 | 2210-4-COC5-EHC21CP001 | 2000223790 | C5EHC21CP001 | C5823A | FO.ADDITIVE PUMP-A DISCH.PRESS.INDICATR | RMI | GIIN-PR | B | X | 202028383 |  | 000002585056 |  | ERP-MM-DC1 | 2011-12-17 | 20
COC5 | 2210-4-COC5-EHC22AA601 | 2000223798 | C5EHC22AA601 | C5824B | FO.ADDITIVE PUMP-B DISCH.CHECK VALVE | RMM | GMVLVE | C | X | 202028383 |  | 000002585060 |  | ERP-MM-DC1 | 2011-12-17 | 20
COC5 | 2210-4-COC5-EHC22AA701 | 2000223806 | C5EHC22AA701 | C5815B | FO.ADDITIVE STRAINER-B INLET VALVE | RMM | GMVLVE | B | X | 202028383 |  | 000002585074 |  | ERP-MM-DC1 | 2011-12-17 | 20
COC5 | 2210-4-COC5-EHC22AA702 | 2000223814 | C5EHC22AA702 | C5843B | FO.ADDITIVE STRAINER-B OUTLET VALVE | RMM | GMVLVE | B | X | 202028383 |  | 000002585078 |  | ERP-MM-DC1 | 2011-12-17 | 20
COC5 | 2210-4-COC5-EHC22AA704 | 2000223822 | C5EHC22AA704 | C5821B | FO.ADDITIVE TRANS.PUMP-B SUCTION VALVE | RMM | GMVLVE | B | X | 202028383 |  | 000002585092 |  | ERP-MM-DC1 | 2011-12-17 | 20
COC5 | 2210-4-COC5-EHC22AA705 | 2000223830 | C5EHC22AA705 | C5825B | FO.ADDITIVE PUMP-B DISCHARGE VALVE | RMM | GMVLVE | B | X | 202028383 |  | 000002585096 |  | ERP-MM-DC1 | 2011-12-17 | 20
COC5 | 2210-4-COC5-EHC22AP001 | 2000223838 | C5EHC22AP001 | C5822B | FUEL OIL ADDITIVE TRANSFER PUMP-B | RMM | GMPUMP | B | X | 202028383 |  | 000002585100 |  | ERP-MM-DC1 | 2011-12-17 | 20
COC5 | 2210-4-COC5-EHC22AP001-M01 | 2000223846 | C5EHC22AP001-M01 | C5EHC22AP001-M1 | FUEL OIL ADDITIVE TRANSFER PUMP-B MOTOR | RME | GEMOTR | B | X | 202028383 |  | 000002585114 |  | ERP-MM-DC1 | 2011-12-17 | 20
COC5 | 2210-4-COC5-EHC22CP001 | 2000223854 | C5EHC22CP001 | C5823B | FO.ADDITIVE PUMP-B DISCH.PRESS.INDICATR | RMI | GIIN-PR | B | X | 202028383 |  | 000002585118 |  | ERP-MM-DC1 | 2011-12-17 | 20
COC5 | 2210-4-COC5-EHC30AP001 | 2000223862 | C5EHC30AP001 | C5EHC30AP001 | PORTABLE SUMP PUMP | RMM | GMPUMP | B | X | 202028383 |  | 000002585132 |  | ERP-MM-DC1 | 2011-12-17 | 20
COC5 | 2210-4-COC5-EHC30AP001-M01 | 2000223870 | C5EHC30AP001-M01 | C5EHC30AP001-M1 | PORTABLE SUMP PUMP MOTOR | RME | GEMOTR | B | X | 202028383 |  | 000002585136 |  | ERP-MM-DC1 | 2011-12-17 | 20
COC5 | 2210-4-COC5-EHY10GK001 | 2000223878 | C5EHY10GK001 | C5EHY10GK001 | FUEL OIL TREATMENT PLC | RME | GEPANL | C | X | 202028383 |  | 000002585140 |  | ERP-MM-DC1 | 2011-12-17 | 20
COC5 | 2210-4-COC5-ERB10AA101 | 2000223886 | C5ERB10AA101 | C5ERB10LV | DISTILLATE FUEL TANK-3 INLET VALVE | RMM | GMVL-MO | B | X | 202028383 |  | 000002585154 |  | ERP-MM-DC1 | 2011-12-17 | 20
COC5 | 2210-4-COC5-ERB10AA701 | 2000223894 | C5ERB10AA701 | C5ERB10AA701 | DISTILLATE OIL TANK-3 OUTLET VALVE | RMM | GMVLVE | B | X | 202028383 |  | 000002585158 |  | ERP-MM-DC1 | 2011-12-17 | 20
COC5 | 2210-4-COC5-ERB10BB001 | 2000223902 | C5ERB10BB001 | C5ERB10BB001 | DISTILLATE FUEL STORAGE TANK | RMM | GMTANK | C | X | 202028383 |  | 000002585172 |  | ERP-MM-DC1 | 2011-12-17 | 20
COC5 | 2210-4-COC5-ERB10BR001 | 2000223910 | C5ERB10BR001 | C5ERB10BR001 | DISTILATE OIL TANK-3 O/L EXPANSION JOINT | RMM | GMEXJT | C | X | 202028383 |  | 000002585176 |  | ERP-MM-DC1 | 2011-12-17 | 20
COC5 | 2210-4-COC5-ERB10CL002 | 2000223918 | C5ERB10CL002 | C5ERB10LT02 | DISTILLATE FUEL TANK LEVEL TRANSMITTER | RMI | GIXM-LC | C | X | 202028383 |  | 000002585180 |  | ERP-MM-DC1 | 2011-12-17 | 20
COC5 | 2210-4-COC5-ERB10CT001 | 2000223926 | C5ERB10CT001 | C5ERB10TE01 | DISTILLATE FUEL TANK TEMP TRANSMITTER | RMI | GIEL-TE | C | X | 202028383 |  | 000002585194 |  | ERP-MM-DC1 | 2011-12-17 | 20
COC5 | 2210-4-COC5-ERB11AA701 | 2000223934 | C5ERB11AA701 | C5ERB11HV01 | DISTL.OIL DUPLEX FILTER-INLET VALVE | RMM | GMVLVE | B | X | 202028383 |  | 000002585198 |  | ERP-MM-DC1 | 2011-12-17 | 20
COC5 | 2210-4-COC5-ERB11AA702 | 2000223942 | C5ERB11AA702 | C5ERB11HV02 | DISTL.OIL DUPLEX FILTER-1 OUTLET VALVE | RMM | GMVLVE | B | X | 202028383 |  | 000002585212 |  | ERP-MM-DC1 | 2011-12-17 | 20
COC5 | 2210-4-COC5-ERB11AT001 | 2000223950 | C5ERB11AT001 | C5ERB11AT001 | DUPLEX FILTER-DISTILLATE OIL | RMM | GMFILT | C | X | 202028383 |  | 000002585216 |  | ERP-MM-DC1 | 2011-12-17 | 20
COC5 | 2210-4-COC5-ERB11CP001 | 2000223958 | C5ERB11CP001 | C5ERB11PDSH | DIST.OIL DUPLEX FILTER DIFF.PRESS.SWITCH | RMI | GISW-CN | C | X | 202028383 |  | 000002585220 |  | ERP-DLGN-EAA | 2013-03-05 | 20
COC5 | 2210-4-COC5-ERB12AA701 | 2000223966 | C5ERB12AA701 | C5ERB12HV03 | DISTL.OIL DUPLEX FILTER-2 INLET VALVE | RMM | GMVLVE | B | X | 202028383 |  | 000002585234 |  | ERP-MM-DC1 | 2011-12-17 | 20
COC5 | 2210-4-COC5-ERB12AA702 | 2000223974 | C5ERB12AA702 | C5ERB12HV04 | DISTL.OIL DUPLEX FILTER-2 OUTLET VALVE | RMM | GMVLVE | B | X | 202028383 |  | 000002585238 |  | ERP-MM-DC1 | 2011-12-17 | 20
COC5 | 2210-4-COC5-ERB12AT001 | 2000223982 | C5ERB12AT001 | C5ERB12AT001 | DUPELX FILTER-DISTILLATE OIL | RMM | GMFILT | C | X | 202028383 |  | 000002585252 |  | ERP-MM-DC1 | 2011-12-17 | 20
COC5 | 2210-4-COC5-ERB12CP001 | 2000223990 | C5ERB12CP001 | C5ERB12PDSH | DIST.OIL DUPLEX FILTER DIFF.PRESS.SWITCH | RMI | GISW-CN | C | X | 202028383 |  | 000002585256 |  | ERP-DLGN-EAA | 2013-03-05 | 20
COC5 | 2210-4-COC5-ERB21AA101 | 2000223998 | C5ERB21AA101 | C5ERB21FV | DIST.OIL PUMP-A DISCH.RECIRCULATN.VALVE | RMM | GMVL-BA | C | X | 202028383 |  | 000002585260 |  | ERP-MM-DC1 | 2011-12-17 | 20
COC5 | 2210-4-COC5-ERB21AA601 | 2000224006 | C5ERB21AA601 | C5ERB21AA601 | DISTL.OIL PUMP-A DISCHARGE CHECK VALVE | RMM | GMVLVE | C | X | 202028383 |  | 000002585274 |  | ERP-MM-DC1 | 2011-12-17 | 20
COC5 | 2210-4-COC5-ERB21AA602 | 2000224014 | C5ERB21AA602 | C5ERB21AA602 | DISTIL.OIL PUMP-A DISCH.RECIR.CHECK V/V | RMM | GMVLVE | C | X | 202028383 |  | 000002585278 |  | ERP-MM-DC1 | 2011-12-17 | 20
COC5 | 2210-4-COC5-ERB21AP001 | 2000224022 | C5ERB21AP001 | C5ERB21AP001 | DISTILLATE OIL FORWARDING PUMP-A | RMM | GMPUMP | B | X | 202028383 |  | 000002585292 |  | ERP-MM-DC1 | 2011-12-17 | 20
COC5 | 2210-4-COC5-ERB21AP001-M01 | 2000224030 | C5ERB21AP001-M01 | C5ERB21AP001-M1 | DISTILLATE OIL FORWARDING PUMP-A MOTOR | RME | GEMOTR | B | X | 202028383 |  | 000002585296 |  | ERP-MM-DC1 | 2011-12-17 | 20
COC5 | 2210-4-COC5-ERB21AT001 | 2000224038 | C5ERB21AT001 | C5ERB21AT001 | DIST.OIL FORW.PUMP A SUCTION Y-STRAINER | RMM | GMSTRN | B | X | 202028383 |  | 000002585300 |  | ERP-MM-DC1 | 2011-12-17 | 20
COC5 | 2210-4-COC5-ERB21BR001 | 2000224046 | C5ERB21BR001 | C5ERB21BR001 | DISTL.OIL PUMP-A SUCTION/DISCH PIPING | RMM | GMPIPE | B | X | 202028383 |  | 000002585314 |  | ERP-MM-DC1 | 2011-12-17 | 20
COC5 | 2210-4-COC5-ERB21CF001 | 2000224054 | C5ERB21CF001 | C5ERB21FE | DISTL.OIL PUMP-A DISCH.FLOW ELEMENT | RMI | GIEL-FL | B | X | 202028383 |  | 000002585318 |  | ERP-MM-DC1 | 2011-12-17 | 20
COC5 | 2210-4-COC5-ERB21CP001 | 2000224062 | C5ERB21CP001 | C5ERB21PI | DISTL.OIL PUMP-A DISCH.PRESS.INDICATOR | RMI | GIIN-PR | C | X | 202028383 |  | 000002585332 |  | ERP-MM-DC1 | 2011-12-17 | 20
COC5 | 2210-4-COC5-ERB22AA101 | 2000224070 | C5ERB22AA101 | C5ERB22FV | DIST.OIL PUMP-B DISCH.RECIRCULATN.VALVE | RMM | GMVL-BA | B | X | 202028383 |  | 000002585336 |  | ERP-MM-DC1 | 2011-12-17 | 20
COC5 | 2210-4-COC5-ERB22AA601 | 2000224078 | C5ERB22AA601 | C5ERB22AA601 | DISTL.OIL PUMP-B DISCHARGE CHECK VALVE | RMM | GMVLVE | B | X | 202028383 |  | 000002585340 |  | ERP-MM-DC1 | 2011-12-17 | 20
COC5 | 2210-4-COC5-ERB22AA602 | 2000224086 | C5ERB22AA602 | C5ERB22AA602 | DISTIL.OIL PUMP-B DISCH.RECIR.CHECK V/V | RMM | GMVLVE | B | X | 202028383 |  | 000002585354 |  | ERP-MM-DC1 | 2011-12-17 | 20
COC5 | 2210-4-COC5-ERB22AA701 | 2000224094 | C5ERB22AA701 | C5ERB22HV08 | DISTIL.OIL FORW.PUMP B DISCHARGE VALVE | RMM | GMVLVE | B | X | 202028383 |  | 000002585358 |  | ERP-MM-DC1 | 2011-12-17 | 20
COC5 | 2210-4-COC5-ERB22AP001 | 2000224102 | C5ERB22AP001 | C5ERB22AP001 | DISTILLATE OIL FORWARDING PUMP-B | RMM | GMPUMP | B | X | 202028383 |  | 000002585372 |  | ERP-MM-DC1 | 2011-12-17 | 20
COC5 | 2210-4-COC5-ERB22AP001-M01 | 2000224110 | C5ERB22AP001-M01 | C5ERB22AP001-M1 | DISTILLATE OIL FORWARDING PUMP-B MOTOR | RME | GEMOTR | B | X | 202028383 |  | 000002585376 |  | ERP-MM-DC1 | 2011-12-17 | 20
COC5 | 2210-4-COC5-ERB22AT001 | 2000224118 | C5ERB22AT001 | C5ERB22AT001 | DIST.OIL FORW.PUMP B SUCTION Y-STRAINER | RMM | GMSTRN | B | X | 202028383 |  | 000002585380 |  | ERP-MM-DC1 | 2011-12-17 | 20
COC5 | 2210-4-COC5-ERB22BR001 | 2000224126 | C5ERB22BR001 | C5ERB22BR001 | DISTL.OIL PUMP-B SUCTION/DISCH PIPING | RMM | GMPIPE | C | X | 202028383 |  | 000002585394 |  | ERP-MM-DC1 | 2011-12-17 | 20
COC5 | 2210-4-COC5-ERB22CF001 | 2000224134 | C5ERB22CF001 | C5ERB22FE | DISTL.OIL PUMP-B DISCH.FLOW ELEMENT | RMI | GIEL-FL | C | X | 202028383 |  | 000002585398 |  | ERP-MM-DC1 | 2011-12-17 | 20
COC5 | 2210-4-COC5-ERB22CP001 | 2000224142 | C5ERB22CP001 | C5ERB22PI | DISTL.OIL PUMP-B DISCH.PRESS.INDICATOR | RMI | GIIN-PR | C | X | 202028383 |  | 000002585412 |  | ERP-MM-DC1 | 2011-12-17 | 20
COC5 | 2210-4-COC5-ERB23AA101 | 2000224150 | C5ERB23AA101 | C5ERB23FV | DIST.OIL PUMP-C DISCH.RECIRCULATN.VALVE | RMM | GMVL-BA | B | X | 202028383 |  | 000002585416 |  | ERP-MM-DC1 | 2011-12-17 | 20
COC5 | 2210-4-COC5-ERB23AA601 | 2000224158 | C5ERB23AA601 | C5ERB23AA601 | DISTL.OIL PUMP-C DISCHARGE CHECK VALVE | RMM | GMVLVE | B | X | 202028383 |  | 000002585420 |  | ERP-MM-DC1 | 2011-12-17 | 20
COC5 | 2210-4-COC5-ERB23AA602 | 2000224166 | C5ERB23AA602 | C5ERB23AA602 | DISTIL.OIL PUMP-C DISCH.RECIR.CHECK V/V | RMM | GMVLVE | B | X | 202028383 |  | 000002585434 |  | ERP-MM-DC1 | 2011-12-17 | 20
COC5 | 2210-4-COC5-ERB23AA701 | 2000224174 | C5ERB23AA701 | C5ERB23HV10 | DISTIL.OIL FORW.PUMP C DISCHARGE VALVE | RMM | GMVLVE | B | X | 202028383 |  | 000002585438 |  | ERP-MM-DC1 | 2011-12-17 | 20
COC5 | 2210-4-COC5-ERB23AP001 | 2000224182 | C5ERB23AP001 | C5ERB23AP001 | DISTILLATE OIL FORWARDING PUMP-C | RMM | GMPUMP | B | X | 202028383 |  | 000002585452 |  | ERP-MM-DC1 | 2011-12-17 | 20
COC5 | 2210-4-COC5-ERB23AP001-M01 | 2000224190 | C5ERB23AP001-M01 | C5ERB23AP001-M1 | DISTILLATE OIL FORWARDING PUMP-C MOTOR | RME | GEMOTR | B | X | 202028383 |  | 000002585456 |  | ERP-MM-DC1 | 2011-12-17 | 20
COC5 | 2210-4-COC5-ERB23AT001 | 2000224198 | C5ERB23AT001 | C5ERB23AT001 | DIST.OIL FORW.PUMP C SUCTION Y-STRAINER | RMM | GMSTRN | B | X | 202028383 |  | 000002585460 |  | ERP-MM-DC1 | 2011-12-17 | 20
COC5 | 2210-4-COC5-ERB23BR001 | 2000224206 | C5ERB23BR001 | C5ERB23BR001 | DISTL.OIL PUMP-C SUCTION/DISCH.PIPING | RMM | GMPIPE | B | X | 202028383 |  | 000002585474 |  | ERP-MM-DC1 | 2011-12-17 | 20
COC5 | 2210-4-COC5-ERB23CF001 | 2000224214 | C5ERB23CF001 | C5ERB23FE | DISTL.OIL PUMP-C DISCH.FLOW ELEMENT | RMI | GIEL-FL | C | X | 202028383 |  | 000002585478 |  | ERP-MM-DC1 | 2011-12-17 | 20
COC5 | 2210-4-COC5-ERB23CP001 | 2000224222 | C5ERB23CP001 | C5ERB23PI | DISTL.OIL PUMP-C DISCH.PRESS INDICATOR | RMI | GIIN-PR | C | X | 202028383 |  | 000002585492 |  | ERP-MM-DC1 | 2011-12-17 | 20
COC5 | 2210-4-COC5-ERB24AA101 | 2000224230 | C5ERB24AA101 | C5ERB24FV | DIST.OIL PUMP-D DISCH.RECIRCULATN.VALVE | RMM | GMVL-BA | B | X | 202028383 |  | 000002585496 |  | ERP-MM-DC1 | 2011-12-17 | 20
COC5 | 2210-4-COC5-ERB24AA601 | 2000224238 | C5ERB24AA601 | C5ERB24AA601 | DISTL.OIL PUMP-D DISCHARGE CHECK VALVE | RMM | GMVLVE | B | X | 202028383 |  | 000002585500 |  | ERP-MM-DC1 | 2011-12-17 | 20
COC5 | 2210-4-COC5-ERB24AA602 | 2000224246 | C5ERB24AA602 | C5ERB24AA602 | DISTIL.OIL PUMP-D DISCH.RECIR.CHECK V/V | RMM | GMVLVE | B | X | 202028383 |  | 000002585514 |  | ERP-MM-DC1 | 2011-12-17 | 20
COC5 | 2210-4-COC5-ERB24AA701 | 2000224254 | C5ERB24AA701 | C5ERB24HV12 | DISTIL.OIL FORW.PUMP D DISCHARGE VALVE | RMM | GMVLVE | B | X | 202028383 |  | 000002585518 |  | ERP-MM-DC1 | 2011-12-17 | 20
COC5 | 2210-4-COC5-ERB24AP001 | 2000224262 | C5ERB24AP001 | C5ERB24AP001 | DISTILLATE OIL FORWARDING PUMP-D | RMM | GMPUMP | B | X | 202028383 |  | 000002585532 |  | ERP-MM-DC1 | 2011-12-17 | 20
COC5 | 2210-4-COC5-ERB24AP001-M01 | 2000224270 | C5ERB24AP001-M01 | C5ERB24AP001-M1 | DISTILLATE OIL FORWARDING PUMP-D MOTOR | RME | GEMOTR | B | X | 202028383 |  | 000002585536 |  | ERP-MM-DC1 | 2011-12-17 | 20
COC5 | 2210-4-COC5-ERB24AT001 | 2000224278 | C5ERB24AT001 | C5ERB24AT001 | DISTL.OIL FORW.PUMP D SUCTION Y-STRAINER | RMM | GMSTRN | B | X | 202028383 |  | 000002585540 |  | ERP-MM-DC1 | 2011-12-17 | 20
COC5 | 2210-4-COC5-ERB24BR001 | 2000224286 | C5ERB24BR001 | C5ERB24BR001 | DISTL.OIL PUMP-D SUCTION/DISCH.PIPING | RMM | GMPIPE | C | X | 202028383 |  | 000002585554 |  | ERP-MM-DC1 | 2011-12-17 | 20
COC5 | 2210-4-COC5-ERB24CF001 | 2000224294 | C5ERB24CF001 | C5ERB24FE | DISTL.OIL PUMP-D DISCH.FLOW ELEMENT | RMI | GIEL-FL | C | X | 202028383 |  | 000002585558 |  | ERP-MM-DC1 | 2011-12-17 | 20
COC5 | 2210-4-COC5-ERB24CP001 | 2000224302 | C5ERB24CP001 | C5ERB24PI | DISTL.OIL PUMP-D DISCH.PRESS.INDICATOR | RMI | GIIN-PR | C | X | 202028383 |  | 000002585572 |  | ERP-MM-DC1 | 2011-12-17 | 20
COC5 | 2210-4-COC5-ERB25AA005 | 2000224310 | C5ERB25AA005 | C5ERB25HV05 | DISTIL.OIL PUMP-A SUCTION VALVE | RMM | GMVLVE | B | X | 202028383 |  | 000002585576 |  | ERP-MM-DC1 | 2011-12-17 | 20
COC5 | 2210-4-COC5-ERB25AA006 | 2000224318 | C5ERB25AA006 | C5ERB25HV06 | DISTIL.OIL PUMP-A DISCHARGE VALVE | RMM | GMVLVE | B | X | 202028383 |  | 000002585580 |  | ERP-MM-DC1 | 2011-12-17 | 20
COC5 | 2210-4-COC5-ERB25AA007 | 2000224326 | C5ERB25AA007 | C5ERB25HV07 | DISTL.OIL PUMP-B SUCTION VALVE | RMM | GMVLVE | B | X | 202028383 |  | 000002585594 |  | ERP-MM-DC1 | 2011-12-17 | 20
COC5 | 2210-4-COC5-ERB25AA008 | 2000224334 | C5ERB25AA008 | C5ERB25HV08 | DISTIL.OIL PUMP-B DISCHARGE VALVE | RMM | GMVLVE | B | X | 202028383 |  | 000002585598 |  | ERP-MM-DC1 | 2011-12-17 | 20
COC5 | 2210-4-COC5-ERB25AA009 | 2000224342 | C5ERB25AA009 | C5ERB25HV09 | DISTIL.OIL PUMP-C SUCTION VALVE | RMM | GMVLVE | B | X | 202028383 |  | 000002585612 |  | ERP-MM-DC1 | 2011-12-17 | 20
COC5 | 2210-4-COC5-ERB25AA010 | 2000224350 | C5ERB25AA010 | C5ERB25HV10 | DISTIL.OIL PUMP-C DISCHARGE VALVE | RMM | GMVLVE | B | X | 202028383 |  | 000002585616 |  | ERP-MM-DC1 | 2011-12-17 | 20
COC5 | 2210-4-COC5-ERB25AA011 | 2000224358 | C5ERB25AA011 | C5ERB25HV11 | DISTIL.OIL PUMP-D SUCTION VALVE | RMM | GMVLVE | B | X | 202028383 |  | 000002585620 |  | ERP-MM-DC1 | 2011-12-17 | 20
COC5 | 2210-4-COC5-ERB25AA012 | 2000224366 | C5ERB25AA012 | C5ERB25HV12 | DISTIL.OIL PUMP-D DISCHARGE VALVE | RMM | GMVLVE | B | X | 202028383 |  | 000002585634 |  | ERP-MM-DC1 | 2011-12-17 | 20
COC5 | 2210-4-COC5-ERB25AA101 | 2000224374 | C5ERB25AA101 | C5ERB25LV01 | DISTIL.OIL TANK-3 INLET LEV.CONTRL.VALVE | RMM | GMVL-MO | B | X | 202028383 |  | 000002585638 |  | ERP-MM-DC1 | 2011-12-17 | 20
COC5 | 2210-4-COC5-ERB25AA102 | 2000224382 | C5ERB25AA102 | C5ERB25XV02 | DISTIL.FUEL OIL RECIRC.VALVE TO TANK | RMM | GMVL-MO | C | X | 202028383 |  | 000002585652 |  | ERP-MM-DC1 | 2011-12-17 | 20
COC5 | 2210-4-COC5-ERB25AA601 | 2000224390 | C5ERB25AA601 | C5ERB25AA601 | DISTIL.FUEL OIL TANK-3 INLET CHECK VALVE | RMM | GMVLVE | C | X | 202028383 |  | 000002585656 |  | ERP-MM-DC1 | 2011-12-17 | 20
COC5 | 2210-4-COC5-ERB25AA713 | 2000224398 | C5ERB25AA713 | C5ERB25HV13 | DIESEL OIL TANK FILLING VALVE | RMM | GMVLVE | B | X | 202028383 |  | 000002585660 |  | ERP-MM-DC1 | 2011-12-17 | 20
COC5 | 2210-4-COC5-ERB25AT001 | 2000224406 | C5ERB25AT001 | C5ERB25AT001 | DIESEL OIL TANK D.OIL INLET Y-STRAINER | RMM | GMSTRN | B | X | 202028383 |  | 000002585674 |  | ERP-MM-DC1 | 2011-12-17 | 20
COC5 | 2210-4-COC5-ERB25CF001 | 2000224414 | C5ERB25CF001 | C5ERB25FQI01 | DIESEL OIL TANK D.OIL I/L FLOW TOTALYSER | RMM | GMFLWD | C | X | 202028383 |  | 000002585678 |  | ERP-MM-DC1 | 2011-12-17 | 20
COC5 | 2210-4-COC5-ERB25CP004 | 2000224422 | C5ERB25CP004 | C5ERB25PI04 | DIESEL OIL TANK D.OIL I/L PRESS.INDICATR | RMI | GIIN-PR | C | X | 202028383 |  | 000002585692 |  | ERP-MM-DC1 | 2011-12-17 | 20
COC5 | 2210-4-COC5-ERB25CP005 | 2000224430 | C5ERB25CP005 | C5ERB25PDI05 | DIESEL OIL TANK D.OIL I/L DP.INDICATOR | RMI | GIIN-PR | C | X | 202028383 |  | 000002585696 |  | ERP-MM-DC1 | 2011-12-17 | 20
COC5 | 2210-4-COC5-GHC11AP001 | 2000224438 | C5GHC11AP001 | C5GHC11AP001 | DEMIN.WATER SUPPLY PUMP-A | RMM | GMPUMP | B | X | 202028391 |  | 000002585700 |  | ERP-MM-DC1 | 2011-12-17 | 20
COC5 | 2210-4-COC5-GHC11AP001-M01 | 2000224446 | C5GHC11AP001-M01 | C5GHC11AP001-M1 | DEMIN.WATER SUPPLY PUMP-A MOTOR | RME | GEMOTR | B | X | 202028391 |  | 000002585714 |  | ERP-MM-DC1 | 2011-12-17 | 20
COC5 | 2210-4-COC5-GHC12AP001 | 2000224454 | C5GHC12AP001 | C5GHC12AP001 | DEMIN.WATER SUPPLY PUMP-B | RMM | GMPUMP | B | X | 202028391 |  | 000002585718 |  | ERP-MM-DC1 | 2011-12-17 | 20
COC5 | 2210-4-COC5-GHC12AP001-M01 | 2000224462 | C5GHC12AP001-M01 | C5GHC12AP001-M1 | DEMIN.WATER SUPPLY PUMP-B MOTOR | RME | GEMOTR | B | X | 202028391 |  | 000002585732 |  | ERP-MM-DC1 | 2011-12-17 | 20
COC5 | 2210-4-COC5-GHC21AP001 | 2000224470 | C5GHC21AP001 | C5GHC21AP001 | DESUPERHEATER WATER SUPPLY PUMP-A | RMM | GMPUMP | B | X | 202028391 |  | 000002585736 |  | ERP-MM-DC1 | 2011-12-17 | 20
COC5 | 2210-4-COC5-GHC21AP001-M01 | 2000224478 | C5GHC21AP001-M01 | C5GHC21AP001-M1 | DESUPERHEATER WATER SUPPLY PUMP-A MOTOR | RME | GEMOTR | B | X | 202028391 |  | 000002585740 |  | ERP-MM-DC1 | 2011-12-17 | 20
COC5 | 2210-4-COC5-GHC21CP001 | 2000224486 | C5GHC21CP001 | C5GHC21PI01 | DESUPERHTG.WAT.PUMP-A DISCH.PR.INDICATOR | RMI | GIIN-PR | C | X | 202028391 |  | 000002585754 |  | ERP-MM-DC1 | 2011-12-17 | 20
COC5 | 2210-4-COC5-GHC22AP001 | 2000224494 | C5GHC22AP001 | C5GHC22AP001 | DESUPERHEATER WATER SUPPLY PUMP-B | RMM | GMPUMP | B | X | 202028391 |  | 000002585758 |  | ERP-MM-DC1 | 2011-12-17 | 20
COC5 | 2210-4-COC5-GHC22AP001-M01 | 2000224501 | C5GHC22AP001-M01 | C5GHC22AP001-M1 | DESUPERHEATER WATER SUPPLY PUMP-B MOTOR | RME | GEMOTR | B | X | 202028391 |  | 000002585771 |  | ERP-MM-DC1 | 2011-12-17 | 20
COC5 | 2210-4-COC5-GHC22CP001 | 2000224509 | C5GHC22CP001 | C5GHC22PI01 | DESUPERHTG.WAT.PUMP-B DISCH PR.INDICATOR | RMI | GIIN-PR | C | X | 202028391 |  | 000002585775 |  | ERP-MM-DC1 | 2011-12-17 | 20
COC5 | 2210-4-COC5-GHC50AA001 | 2000224517 | C5GHC50AA001 | C5GHC21LV01 | CONDENSATE STORAGE TANK FILLING VALVE | RMM | GMVL-BA | B | X | 202028391 |  | 000002585779 |  | ERP-MM-DC1 | 2011-12-17 | 20
COC5 | 2210-4-COC5-GHC50AA002 | 2000224525 | C5GHC50AA002 | C5GHC50HV02 | DEMIN.WATWER SUPPLY PUMP-B SUCTION VALVE | RMM | GMVLVE | B | X | 202028391 |  | 000002585793 |  | ERP-MM-DC1 | 2011-12-17 | 20
COC5 | 2210-4-COC5-GHC50AA003 | 2000224534 | C5GHC50AA003 | C5GHC50HV03 | DEMIN.WATER SUPPLY PUMP-A DISCH.VALVE | RMM | GMVLVE | B | X | 202028391 |  | 000002585798 |  | ERP-MM-DC1 | 2011-12-17 | 20
COC5 | 2210-4-COC5-GHC50AA004 | 2000224542 | C5GHC50AA004 | C5GHC50HV04 | DEMIN.WATER SUPPLY PUMP-B DISCH.VALVE | RMM | GMVLVE | B | X | 202028391 |  | 000002585812 |  | ERP-MM-DC1 | 2011-12-17 | 20
COC5 | 2210-4-COC5-GHC50AA005 | 2000224550 | C5GHC50AA005 | C5GHC50LV01 | DEMIN.WATER TO COND.TANK LEVL.CONT.VALVE | RMM | GMVL-BA | B | X | 202028391 |  | 000002585816 |  | ERP-MM-DC1 | 2011-12-17 | 20
COC5 | 2210-4-COC5-GHC50AA701 | 2000224558 | C5GHC50AA701 | C5GHC50AA701 | DEMIN.WATER TO COND.TANK LCV BYPASS V/V | RMM | GMVLVE | B | X | 202028391 |  | 000002585820 |  | ERP-MM-DC1 | 2011-12-17 | 20
COC5 | 2210-4-COC5-GHC50AT001 | 2000224566 | C5GHC50AT001 | C5GHC50AT001 | DEMIN.WATER SUPPLY PUMP-A SUCT.STRAINER | RMM | GMSTRN | C | X | 202028391 |  | 000002585834 |  | ERP-MM-DC1 | 2011-12-17 | 20
COC5 | 2210-4-COC5-GHC50AT002 | 2000224574 | C5GHC50AT002 | C5GHC50AT002 | DEMIN.WATER SUPPLY PUMP-B SUCT.STRAINER | RMM | GMSTRN | C | X | 202028391 |  | 000002585838 |  | ERP-MM-DC1 | 2011-12-17 | 20
COC5 | 2210-4-COC5-GHC50BR001 | 2000224582 | C5GHC50BR001 | C5GHC50BR001 | DEMIN.WATER PUMPS SUCTION/DISCH.PIPING | RMM | GMPIPE | B | X | 202028391 |  | 000002585852 |  | ERP-MM-DC1 | 2011-12-17 | 20
COC5 | 2210-4-COC5-GHC50CF001 | 2000224591 | C5GHC50CF001 | C5GHC50FE01 | DEMIN.WATER TO COND.TANK FLOW ELEMENT | RMI | GIEL-FL | B | X | 202028391 |  | 000002585856 |  | ERP-MM-DC1 | 2011-12-17 | 20
COC5 | 2210-4-COC5-GHC50CP001 | 2000224599 | C5GHC50CP001 | C5GHC50PSL01 | DIMIN.WAT.PUMP-B SUCT.PR.SWITCH/INDICATR | RMI | GISW-CN | B | X | 202028391 |  | 000002585860 |  | ERP-DLGN-EAA | 2013-03-05 | 20
COC5 | 2210-4-COC5-GHC50CP002 | 2000224607 | C5GHC50CP002 | C5GHC50PI02 | DIMIN.WAT.PUMP-A DISCH.PR.INDICATOR | RMI | GIIN-PR | B | X | 202028391 |  | 000002585874 |  | ERP-MM-DC1 | 2011-12-17 | 20
COC5 | 2210-4-COC5-GHC50CP003 | 2000224615 | C5GHC50CP003 | C5GHC50PI03 | DIMIN.WAT.PUMP-B DISCH.PR.INDICATOR | RMI | GIIN-PR | B | X | 202028391 |  | 000002585878 |  | ERP-MM-DC1 | 2011-12-17 | 20
COC5 | 2210-4-COC5-GHC50CP006 | 2000224622 | C5GHC50CP006 | C5GHC50PSL06 | DEMIN.WATER PUMPS DISCH.PRESS.SWITCH | RMI | GISW-CN | C | X | 202028391 |  | 000002585892 |  | ERP-DLGN-EAA | 2013-03-05 | 20
COC5 | 2210-4-COC5-GHC50CP008 | 2000224630 | C5GHC50CP008 | C5GHC50PSL08 | DESUPERHEATING WAT.PUMP-A SUC.PR.SWITCH | RMI | GISW-CN | C | X | 202028391 |  | 000002585896 |  | ERP-DLGN-EAA | 2013-03-05 | 20
COC5 | 2210-4-COC5-GHC50CP009 | 2000224638 | C5GHC50CP009 | C5GHC50PSL09 | DESUPERHTG.WAT.PUMP-B SUCTION PR.SWITCH | RMI | GISW-CN | C | X | 202028391 |  | 000002585900 |  | ERP-DLGN-EAA | 2013-03-05 | 20
COC5 | 2210-4-COC5-GHC50CP011 | 2000224646 | C5GHC50CP011 | C5GHC50PSL11 | DIMIN.WAT.PUMP-A SUCT.PR.SWITCH/INDICATR | RMI | GISW-CN | B | X | 202028391 |  | 000002585914 |  | ERP-DLGN-EAA | 2013-03-05 | 20
COC5 | 2210-4-COC5-GHC82AA001 | 2000224654 | C5GHC82AA001 | C5GHC82TV01 | DESUPERHTG.WATER TEMP.CONTROL VALVE | RMM | GMVL-BA | B | X | 202028391 |  | 000002585918 |  | ERP-MM-DC1 | 2011-12-17 | 20
COC5 | 2210-4-COC5-GHC82AT001 | 2000224661 | C5GHC82AT001 | C5GHC82AT001 | DESUPERHTG.WATER TCV INLET Y-STRAINER | RMM | GMSTRN | B | X | 202028391 |  | 000002585931 |  | ERP-MM-DC1 | 2011-12-17 | 20
COC5 | 2210-4-COC5-GHC82CP001 | 2000224669 | C5GHC82CP001 | C5GHC82PI01 | DESUPERHTG.WATER PRESSURE INDICATOR | RMI | GIIN-PR | B | X | 202028391 |  | 000002585935 |  | ERP-MM-DC1 | 2011-12-17 | 20
COC5 | 2210-4-COC5-GHC82CP002 | 2000224677 | C5GHC82CP002 | C5GHC82PSL02 | DESUPERHTG.WAT.PUMP-DISCHARGE PR.SWITCH | RMI | GISW-CN | B | X | 202028391 |  | 000002585939 |  | ERP-DLGN-EAA | 2013-03-05 | 20
COC5 | 2210-4-COC5-GKB10AC001 | 2000224685 | C5GKB10AC001 | C5GKB10AC001 | POTABLE WATER CHILLER-CHEMICAL INJN.SKID | RMM | GMCOLR | B | X | 202028388 |  | 000002585953 |  | ERP-MM-DC1 | 2011-12-17 | 20
COC5 | 2210-4-COC5-GKB10BR001 | 2000224693 | C5GKB10BR001 | C5GKB10BR001 | POTABLE WATER PIPING-CHEMICAL INJN.SKID | RMM | GMPIPE | B | X | 202028388 |  | 000002585957 |  | ERP-MM-DC1 | 2011-12-17 | 20
COC5 | 2210-4-COC5-GKB20AC001 | 2000224701 | C5GKB20AC001 | C5GKB20AC001 | POTABLE WATER CHILLER-TURB.WAT.WASH,SYS | RMM | GMCOLR | B | X | 202028388 |  | 000002585971 |  | ERP-MM-DC1 | 2011-12-17 | 20
COC5 | 2210-4-COC5-GKB20BR001 | 2000224709 | C5GKB20BR001 | C5GKB20BR002 | POTABLE WATER PIPING-TURBINE AREA | RMM | GMPIPE | B | X | 202028388 |  | 000002585975 |  | ERP-MM-DC1 | 2011-12-17 | 20
COC5 | 2210-4-COC5-GKB30AC001 | 2000224717 | C5GKB30AC001 | C5GKB30AC001 | POTABLE WATER CHILLER-FUEL ADDITIVE SKID | RMM | GMCOLR | B | X | 202028388 |  | 000002585979 |  | ERP-MM-DC1 | 2011-12-17 | 20
COC5 | 2210-4-COC5-GKB30BR001 | 2000224725 | C5GKB30BR001 | C5GKB30BR001 | POTABLE WATER PIPING-FUEL ADDITIVE SKID | RMM | GMPIPE | B | X | 202028388 |  | 000002585993 |  | ERP-MM-DC1 | 2011-12-17 | 20
COC5 | 2210-4-COC5-GKB40BR001 | 2000224733 | C5GKB40BR001 | C5GKB40BR001 | POTABLE WATER PIPING-BATTERY ROOM | RMM | GMPIPE | B | X | 202028388 |  | 000002585997 |  | ERP-MM-DC1 | 2011-12-17 | 20
COC5 | 2210-4-COC5-GKB45BR001 | 2000224741 | C5GKB45BR001 | C5GHA454LAW | POTABLE WATER PIPING-DIS.FUEL&FORW.AREA | RMM | GMPIPE | B | X | 202028388 |  | 000002586011 |  | ERP-MM-DC1 | 2011-12-17 | 20
COC5 | 2210-4-COC5-GKB45BR002 | 2000224749 | C5GKB45BR002 | C5GHA456LAW | POTABLE WATER PIPING-CR.FOTP AREA | RMM | GMPIPE | B | X | 202028388 |  | 000002586015 |  | ERP-MM-DC1 | 2011-12-17 | 20
COC5 | 2210-4-COC5-GMA10BB001 | 2000224757 | C5GMA10BB001 | C5GMA10BB001 | FUEL OIL TRANSFER AREA SUMP | RMM | GMCNDS | B | X | 202028391 |  | 000002586019 |  | ERP-MM-DC1 | 2011-12-17 | 20
COC5 | 2210-4-COC5-GMA11AP001 | 2000224765 | C5GMA11AP001 | C5GMA11AP001 | FUEL OIL TRANSFER AREA SUMP PUMP-A | RMM | GMPUMP | B | X | 202028391 |  | 000002586033 |  | ERP-MM-DC1 | 2011-12-17 | 20
COC5 | 2210-4-COC5-GMA11CP001 | 2000224773 | C5GMA11CP001 | C5GMA11PI01 | FO.TR.AREA SUMP PMP-A DISCH.PR.INDICATOR | RMI | GIIN-PR | B | X | 202028391 |  | 000002586037 |  | ERP-MM-DC1 | 2011-12-17 | 20
COC5 | 2210-4-COC5-GMA12AP001 | 2000224781 | C5GMA12AP001 | C5GMA12AP001 | FUEL OIL TRANSFER AREA SUMP PUMP-B | RMM | GMPUMP | B | X | 202028391 |  | 000002586051 |  | ERP-MM-DC1 | 2011-12-17 | 20
COC5 | 2210-4-COC5-GMA12CP001 | 2000224789 | C5GMA12CP001 | C5GMA12PI01 | FO.TR.AREA SUMP PMP-B DISCH.PR.INDICATOR | RMI | GIIN-PR | B | X | 202028391 |  | 000002586055 |  | ERP-MM-DC1 | 2011-12-17 | 20
COC5 | 2210-4-COC5-GMA20BB001 | 2000224797 | C5GMA20BB001 | C5GMA20BB001 | FUEL OIL FORWARDING AREA SUMP | RMM | GMCNDS | C | X | 202028391 |  | 000002586059 |  | ERP-MM-DC1 | 2011-12-17 | 20
COC5 | 2210-4-COC5-GMA21AP001 | 2000224805 | C5GMA21AP001 | C5GMA21AP001 | FUEL OIL FORWARDING AREA SUMP PUMP-A | RMM | GMPUMP | B | X | 202028391 |  | 000002586073 |  | ERP-MM-DC1 | 2011-12-17 | 20
COC5 | 2210-4-COC5-GMA21CP001 | 2000224813 | C5GMA21CP001 | C5GMA21PI01 | FO.FORW.AREA SUMP PUMP-A DISC.PR.INDICTR | RMI | GIIN-PR | B | X | 202028391 |  | 000002586077 |  | ERP-MM-DC1 | 2011-12-17 | 20
COC5 | 2210-4-COC5-GMA22AP001 | 2000224820 | C5GMA22AP001 | C5GMA22AP001 | FUEL OIL FORWARDING AREA SUMP PUMP-B | RMM | GMPUMP | B | X | 202028391 |  | 000002586080 |  | ERP-MM-DC1 | 2011-12-17 | 20
COC5 | 2210-4-COC5-GMA22CP001 | 2000224828 | C5GMA22CP001 | C5GMA22PI01 | FO.FORW.AREA SUMP PUMP-B DISC.PR.INDICTR | RMI | GIIN-PR | C | X | 202028391 |  | 000002586094 |  | ERP-MM-DC1 | 2011-12-17 | 20
COC5 | 2210-4-COC5-GML10BB001 | 2000224836 | C5GML10BB001 | C5GML10BB001 | PLANT DRAIN TANKS | RMM | GMTANK | C | X | 202028391 |  | 000002586098 |  | ERP-MM-DC1 | 2011-12-17 | 20
COC5 | 2210-4-COC5-GNB01AP001 | 2000224844 | C5GNB01AP001 | C5GNB01AP001 | OILY WATER LIFT SUMP PUMP-A | RMM | GMPUMP | B | X | 202028391 |  | 000002586112 |  | ERP-MM-DC1 | 2011-12-17 | 20
COC5 | 2210-4-COC5-GNB01AP001-M01 | 2000224852 | C5GNB01AP001-M01 | C5GNB01AP001M1 | OILY WATER LIFT SUMP PUMP-A MOTOR | RME | GEMOTR | B | X | 202028391 |  | 000002586116 |  | ERP-MM-DC1 | 2011-12-17 | 20
COC5 | 2210-4-COC5-GNB01BB001 | 2000224860 | C5GNB01BB001 | C5GNB01BB001 | OILY WATER LIFT SUMP | RMM | GMCNDS | B | X | 202028391 |  | 000002586120 |  | ERP-MM-DC1 | 2011-12-17 | 20
COC5 | 2210-4-COC5-GNB01CP001 | 2000224868 | C5GNB01CP001 | C5GNB01PI01 | OILY WAT.SUMP PUMP-A DISCH.PR.INDICATOR | RMI | GIIN-PR | C | X | 202028391 |  | 000002586134 |  | ERP-MM-DC1 | 2011-12-17 | 20
COC5 | 2210-4-COC5-GNB02AP001 | 2000224876 | C5GNB02AP001 | C5GNB02AP001 | OILY WATER LIFT SUMP PUMP-B | RMM | GMPUMP | B | X | 202028391 |  | 000002586138 |  | ERP-MM-DC1 | 2011-12-17 | 20
COC5 | 2210-4-COC5-GNB02AP001-M01 | 2000224884 | C5GNB02AP001-M01 | C5GNB02AP001M1 | OILY WATER LIFT SUMP PUMP-B MOTOR | RME | GEMOTR | B | X | 202028391 |  | 000002586152 |  | ERP-MM-DC1 | 2011-12-17 | 20
COC5 | 2210-4-COC5-GNB02CP001 | 2000224892 | C5GNB02CP001 | C5GNB02PI01 | OILY WAT.SUMP PUMP-B DISCH.PR.INDICATOR | RMI | GIIN-PR | C | X | 202028391 |  | 000002586156 |  | ERP-MM-DC1 | 2011-12-17 | 20
COC5 | 2210-4-COC5-GNB10AT001 | 2000224900 | C5GNB10AT001 | C5GNB10AT001 | POWER BLOCK OIL/WATER SEPARATOR | RMM | GMSPRT | C | X | 202028391 |  | 000002586160 |  | ERP-MM-DC1 | 2011-12-17 | 20
COC5 | 2210-4-COC5-GNB10CL000 | 2000224908 | C5GNB10CL000 | C5GNB10LE | PWR.BL.OIL/WAT.SEP.SUMP LEVEL TRANSMITER | RMI | GIXM-LC | C | X | 202028391 |  | 000002586174 |  | ERP-MM-DC1 | 2011-12-17 | 20
COC5 | 2210-4-COC5-GNB11AP001 | 2000224916 | C5GNB11AP001 | C5GNB11AP001 | POWER BLOCK OIL/WATER SEPRTR.WAT. PUMP-A | RMM | GMPUMP | B | X | 202028391 |  | 000002586178 |  | ERP-MM-DC1 | 2011-12-17 | 20
COC5 | 2210-4-COC5-GNB11AP001-M01 | 2000224924 | C5GNB11AP001-M01 | C5GNB11AP001M1 | PWR.BLOCK OIL/WAT.SEPTR.WAT.PUMP A-MOTOR | RME | GEMOTR | B | X | 202028391 |  | 000002586182 |  | ERP-MM-DC1 | 2011-12-17 | 20
COC5 | 2210-4-COC5-GNB11CP001 | 2000224932 | C5GNB11CP001 | C5GNB11PI01 | PWR.BL.O/W SEP.WAT.PMP-A DISCH.PR.INDCTR | RMI | GIIN-PR | C | X | 202028391 |  | 000002586186 |  | ERP-MM-DC1 | 2011-12-17 | 20
COC5 | 2210-4-COC5-GNB12AP001 | 2000224940 | C5GNB12AP001 | C5GNB12AP001 | POWER BLOCK OIL/WATER SEPRTR.WAT.PUMP-B | RMM | GMPUMP | B | X | 202028391 |  | 000002586190 |  | ERP-MM-DC1 | 2011-12-17 | 20
COC5 | 2210-4-COC5-GNB12AP001-M01 | 2000224948 | C5GNB12AP001-M01 | C5GNB12AP001M1 | PWR.BLOCK OIL/WAT.SEPTR.WAT.PUMP MOTOR-B | RME | GEMOTR | B | X | 202028391 |  | 000002586214 |  | ERP-MM-DC1 | 2011-12-17 | 20
COC5 | 2210-4-COC5-GNB12CP001 | 2000224956 | C5GNB12CP001 | C5GNB12PI01 | PWR.BL.O/W SEP.WAT.PMP-B DISCH.PR.INDCTR | RMI | GIIN-PR | C | X | 202028391 |  | 000002586218 |  | ERP-MM-DC1 | 2011-12-17 | 20
COC5 | 2210-4-COC5-GNB13AP001 | 2000224964 | C5GNB13AP001 | C5GNB13AP001 | POWER BLOCK OIL/WATER SEPRTR. OIL PUMP-A | RMM | GMPUMP | B | X | 202028391 |  | 000002586222 |  | ERP-MM-DC1 | 2011-12-17 | 20
COC5 | 2210-4-COC5-GNB13AP001-M01 | 2000224972 | C5GNB13AP001-M01 | C5GNB13AP001M1 | PWR.BLOCK OIL/WAT.SEPTR.OIL PUMP-A MOTOR | RME | GEMOTR | B | X | 202028391 |  | 000002586226 |  | ERP-MM-DC1 | 2011-12-17 | 20
COC5 | 2210-4-COC5-GNB13CP001 | 2000224980 | C5GNB13CP001 | C5GNB13PI01 | PWR.BL.O/W SEP.OIL PMP-A DISCH.PR.INDCTR | RMI | GIIN-PR | C | X | 202028391 |  | 000002586230 |  | ERP-MM-DC1 | 2011-12-17 | 20
COC5 | 2210-4-COC5-GNB14AP001 | 2000224988 | C5GNB14AP001 | C5GNB14AP001 | POWER BLOCK OIL/WATER SEPRTR. OIL PUMP-B | RMM | GMPUMP | B | X | 202028391 |  | 000002586254 |  | ERP-MM-DC1 | 2011-12-17 | 20
COC5 | 2210-4-COC5-GNB14AP001-M01 | 2000224997 | C5GNB14AP001-M01 | C5GNB14AP001M1 | PWR.BLOCK OIL/WAT.SEPTR.OIL PUMP-B MOTOR | RME | GEMOTR | B | X | 202028391 |  | 000002586259 |  | ERP-MM-DC1 | 2011-12-17 | 20
COC5 | 2210-4-COC5-GNB14CP001 | 2000225005 | C5GNB14CP001 | C5GNB14PI01 | PWR.BL.O/W SEP.OIL PMP-B DISCH.PR.INDCTR | RMI | GIIN-PR | C | X | 202028391 |  | 000002586263 |  | ERP-MM-DC1 | 2011-12-17 | 20
COC5 | 2210-4-COC5-GNB15AA001 | 2000225013 | C5GNB15AA001 | C5GNB15AA001 | OIL/WAT.SEPRTR.WAT.PUMP DISCH.3WAY VALVE | RMM | GMVL-BA | B | X | 202028391 |  | 000002586267 |  | ERP-MM-DC1 | 2011-12-17 | 20
COC5 | 2210-4-COC5-GNB20AT001 | 2000225021 | C5GNB20AT001 | C5GNB20AT001 | TANK FARM OIL/WATER SEPARATOR | RMM | GMSPRT | C | X | 202028391 |  | 000002586291 |  | ERP-MM-DC1 | 2011-12-17 | 20
COC5 | 2210-4-COC5-GNB20CL000 | 2000225029 | C5GNB20CL000 | C5GNB20LE | TNK.FARM O/W SEP.SUMP TEMP.TRANSMITTER | RMI | GIXM-LC | C | X | 202028391 |  | 000002586295 |  | ERP-MM-DC1 | 2011-12-17 | 20
COC5 | 2210-4-COC5-GNB21AP001 | 2000225037 | C5GNB21AP001 | C5GNB21AP001 | TANK FARM OIL/WATER SEPRTR.WATER PUMP-A | RMM | GMPUMP | B | X | 202028391 |  | 000002586299 |  | ERP-MM-DC1 | 2011-12-17 | 20
COC5 | 2210-4-COC5-GNB21AP001-M01 | 2000225045 | C5GNB21AP001-M01 | C5GNB21AP001M1 | TNK.FARM OIL/WAT.SEPRTR.WAT.PUMP-A MOTOR | RME | GEMOTR | B | X | 202028391 |  | 000002586303 |  | ERP-MM-DC1 | 2011-12-17 | 20
COC5 | 2210-4-COC5-GNB21CP001 | 2000225053 | C5GNB21CP001 | C5GNB21PI01 | TNK.FM.O/W SEP.WAT.PUMP-A DISC.PR.INDCTR | RMI | GIIN-PR | C | X | 202028391 |  | 000002586307 |  | ERP-MM-DC1 | 2011-12-17 | 20
COC5 | 2210-4-COC5-GNB22AP001 | 2000225061 | C5GNB22AP001 | C5GNB22AP001 | TANK FARM OIL/WATER SEPRTR.WATER PUMP-B | RMM | GMPUMP | B | X | 202028391 |  | 000002586331 |  | ERP-MM-DC1 | 2011-12-17 | 20
COC5 | 2210-4-COC5-GNB22AP001-M01 | 2000225069 | C5GNB22AP001-M01 | C5GNB22AP001M1 | TNK.FARM OIL/WAT.SEPRTR.WAT.PUMP-B MOTOR | RME | GEMOTR | B | X | 202028391 |  | 000002586335 |  | ERP-MM-DC1 | 2011-12-17 | 20
COC5 | 2210-4-COC5-GNB22CP001 | 2000225077 | C5GNB22CP001 | C5GNB22PI01 | TNK.FM.O/W SEP.WAT.PUMP-B DISC.PR.INDCTR | RMI | GIIN-PR | C | X | 202028391 |  | 000002586339 |  | ERP-MM-DC1 | 2011-12-17 | 20
COC5 | 2210-4-COC5-GNB23AP001 | 2000225085 | C5GNB23AP001 | C5GNB23AP001 | TANK FARM OIL/WATER SEPRTR. OIL PUMP-A | RMM | GMPUMP | B | X | 202028391 |  | 000002586343 |  | ERP-MM-DC1 | 2011-12-17 | 20
COC5 | 2210-4-COC5-GNB23AP001-M01 | 2000225092 | C5GNB23AP001-M01 | C5GNB23AP001M1 | TANK FARM OIL/WAT.SEPRT.OIL PUMP-A MOTOR | RME | GEMOTR | B | X | 202028391 |  | 000002586346 |  | ERP-MM-DC1 | 2011-12-17 | 20
COC5 | 2210-4-COC5-GNB23CP001 | 2000225099 | C5GNB23CP001 | C5GNB23PI01 | TNK.FM.O/W SEP.OIL.PUMP-A DISC.PR.INDCTR | RMI | GIIN-PR | C | X | 202028391 |  | 000002586350 |  | ERP-MM-DC1 | 2011-12-17 | 20
COC5 | 2210-4-COC5-GNB24AP001 | 2000225107 | C5GNB24AP001 | C5GNB24AP001 | TANK FARM OIL/WATER SEPARATOR OIL PUMP-B | RMM | GMPUMP | B | X | 202028391 |  | 000002586374 |  | ERP-MM-DC1 | 2011-12-17 | 20
COC5 | 2210-4-COC5-GNB24AP001-M01 | 2000225115 | C5GNB24AP001-M01 | C5GNB24AP001M1 | TANK FARM OIL/WAT.SEPTR.OIL PUMP-B MOTOR | RME | GEMOTR | B | X | 202028391 |  | 000002586378 |  | ERP-MM-DC1 | 2011-12-17 | 20
COC5 | 2210-4-COC5-GNB24CP001 | 2000225123 | C5GNB24CP001 | C5GNB24PI01 | TNK.FM.O/W SEP.OIL PUMP-B DISC.PR.INDCTR | RMI | GIIN-PR | C | X | 202028391 |  | 000002586382 |  | ERP-MM-DC1 | 2011-12-17 | 20
COC5 | 2210-4-COC5-GNB25AA001 | 2000225131 | C5GNB25AA001 | C5GNB25AA001 | OIL/WAT.SEPRTR.WAT.PUMP DISCH.3WAY VALVE | RMM | GMVL-BA | B | X | 202028391 |  | 000002586386 |  | ERP-MM-DC1 | 2011-12-17 | 20
COC5 | 2210-4-COC5-GNK10BB001 | 2000225139 | C5GNK10BB001 | C5GNK10BB001 | EVAPORATION POND | RMM | GMCNDS | C | X | 202028391 |  | 000002586390 |  | ERP-MM-DC1 | 2011-12-17 | 20
COC5 | 2210-4-COC5-GNK11AA001 | 2000225147 | C5GNK11AA001 | C5GNK11AA001 | HOLD.POND TRNSFR.PUMP-A DISCHARGE VLAVE | RMM | GMVLVE | B | X | 202028391 |  | 000002586414 |  | ERP-MM-DC1 | 2011-12-17 | 20
COC5 | 2210-4-COC5-GNK11AP001 | 2000225155 | C5GNK11AP001 | C5GNK11AP001 | HOLDING POND TRANSFER PUMP-A | RMM | GMPUMP | B | X | 202028391 |  | 000002586418 |  | ERP-MM-DC1 | 2011-12-17 | 20
COC5 | 2210-4-COC5-GNK11AP001-M01 | 2000225163 | C5GNK11AP001-M01 | C5GNK11AP001M1 | HOLDING POND TRANSFER PUMP-A MOTOR | RME | GEMOTR | B | X | 202028391 |  | 000002586422 |  | ERP-MM-DC1 | 2011-12-17 | 20
COC5 | 2210-4-COC5-GNK11CP001 | 2000225171 | C5GNK11CP001 | C5GNK11PI01 | HOLD.POND TRNSFR.PUMP-A DISCH.PR.INDICTR | RMI | GIIN-PR | B | X | 202028391 |  | 000002586426 |  | ERP-MM-DC1 | 2011-12-17 | 20
COC5 | 2210-4-COC5-GNK12AA001 | 2000225179 | C5GNK12AA001 | C5GNK12AA001 | HOLD.POND TRNSFR.PUMP-B DISCHARGE VALVE | RMM | GMVLVE | C | X | 202028391 |  | 000002586430 |  | ERP-MM-DC1 | 2011-12-17 | 20
COC5 | 2210-4-COC5-GNK12AP001 | 2000225187 | C5GNK12AP001 | C5GNK12AP001 | HOLDING POND TRANSFER PUMP-B | RMM | GMPUMP | B | X | 202028391 |  | 000002586454 |  | ERP-MM-DC1 | 2011-12-17 | 20
COC5 | 2210-4-COC5-GNK12AP001-M01 | 2000225195 | C5GNK12AP001-M01 | C5GNK12AP001M1 | HOLDING POND TRANSFER PUMP-B MOTOR | RME | GEMOTR | B | X | 202028391 |  | 000002586458 |  | ERP-MM-DC1 | 2011-12-17 | 20
COC5 | 2210-4-COC5-GNK12CP001 | 2000225203 | C5GNK12CP001 | C5GNK12PI01 | HOLD.POND TRNSFR.PUMP-B DISCH.PR.INDICTR | RMI | GIIN-PR | B | X | 202028391 |  | 000002586462 |  | ERP-MM-DC1 | 2011-12-17 | 20
COC5 | 2210-4-COC5-GNK20BB001 | 2000225212 | C5GNK20BB001 | C5GNK20BB001 | HOLDING POND | RMM | GMCNDS | C | X | 202028391 |  | 000002586466 |  | ERP-MM-DC1 | 2011-12-17 | 20
COC5 | 2210-4-COC5-GNK20CL001 | 2000225220 | C5GNK20CL001 | C5GNK20LSL01 | HOLDING POND LEVEL SWTICH | RMI | GISW-LV | C | X | 202028391 |  | 000002586470 |  | ERP-MM-DC1 | 2011-12-17 | 20
COC5 | 2210-4-COC5-GQA10 | 2000225228 | C5GQA10 | C5GQA10 | SANITARY SEWAGE LIFT STATION |  |  | C | X | 202028391 |  | 000002586494 |  | ERP-MM-DC1 | 2011-12-17 | 20
COC5 | 2210-4-COC5-GQA10AP001 | 2000225236 | C5GQA10AP001 | C5GQA10AP001 | SANITARY SEWAGE LIFT STATION PUMP-A | RMM | GMPUMP | B | X | 202028391 |  | 000002586498 |  | ERP-MM-DC1 | 2011-12-17 | 20
COC5 | 2210-4-COC5-GQA10AP001-M01 | 2000225244 | C5GQA10AP001-M01 | C5GQA10AP001M1 | SANITARY SEWAGE LIFT STN. PUMP-A MOTOR | RME | GEMOTR | B | X | 202028391 |  | 000002586502 |  | ERP-MM-DC1 | 2011-12-17 | 20
COC5 | 2210-4-COC5-GQA10AP002 | 2000225252 | C5GQA10AP002 | C5GQA10AP002 | SANITARY SEWAGE LIFT STATION PUMP-B | RMM | GMPUMP | B | X | 202028391 |  | 000002586506 |  | ERP-MM-DC1 | 2011-12-17 | 20
COC5 | 2210-4-COC5-GQA10AP002-M01 | 2000225260 | C5GQA10AP002-M01 | C5GQA10AP002M1 | SANITARY SEWAGE LIFT STN.PUMP-B MOTOR | RME | GEMOTR | B | X | 202028391 |  | 000002586510 |  | ERP-MM-DC1 | 2011-12-17 | 20
COC5 | 2210-4-COC5-GQA10AP003 | 2000225268 | C5GQA10AP003 | C5GQA10AP003 | SANITARY SEWAGE LIFT STN. VACUUM PUMP-A | RMM | GMPUMP | B | X | 202028391 |  | 000002586534 |  | ERP-MM-DC1 | 2011-12-17 | 20
COC5 | 2210-4-COC5-GQA10AP003-M01 | 2000225276 | C5GQA10AP003-M01 | C5GQA10AP003M1 | SANITARY SEWAGE LIFT STN.VACUM PMP-A MOT | RME | GEMOTR | B | X | 202028391 |  | 000002586538 |  | ERP-MM-DC1 | 2011-12-17 | 20
COC5 | 2210-4-COC5-GQA10AP004 | 2000225284 | C5GQA10AP004 | C5GQA10AP004 | SANITARY SEWAGE LIFT STN.VACUM PUMP-B | RMM | GMPUMP | B | X | 202028391 |  | 000002586542 |  | ERP-MM-DC1 | 2011-12-17 | 20
COC5 | 2210-4-COC5-GQA10AP004-M01 | 2000225292 | C5GQA10AP004-M01 | C5GQA10AP004M1 | SANITARY SEWAGE LIFT STN.VACUM PMP-B MOT | RME | GEMOTR | B | X | 202028391 |  | 000002586546 |  | ERP-MM-DC1 | 2011-12-17 | 20
COC5 | 2210-4-COC5-GQA10BB001 | 2000225300 | C5GQA10BB001 | C5GQA10BB001 | SANITARY SEWAGE LIFT STATION TANK | RMM | GMTANK | B | X | 202028391 |  | 000002586550 |  | ERP-MM-DC1 | 2011-12-17 | 20
COC5 | 2210-4-COC5-GTA80AA001 | 2000225308 | C5GTA80AA001 | C5GTA80AV01 | PWR.BL.OIL/WAT.SEP.PMP.DISCH.DIVERSN.V/V | RMM | GMVL-BA | C | X | 202028391 |  | 000002586574 |  | ERP-MM-DC1 | 2011-12-17 | 20
COC5 | 2210-4-COC5-GTA80AC001 | 2000225316 | C5GTA80AC001 | C5GTA80AC001 | POWRBLCK.OIL IN WAT.ANLYZR.WATER CHILLER | RMM | GMCOLR | C | X | 202028391 |  | 000002586578 |  | ERP-MM-DC1 | 2011-12-17 | 20
COC5 | 2210-4-COC5-GTA81AA001 | 2000225324 | C5GTA81AA001 | C5GTA81AV01 | TNK.FARM O/W SEP.WAT.PMP.DIS.DIVERSN.V/V | RMM | GMVL-BA | C | X | 202028391 |  | 000002586582 |  | ERP-MM-DC1 | 2011-12-17 | 20
COC5 | 2210-4-COC5-GTA81AC001 | 2000225332 | C5GTA81AC001 | C5GTA81AC001 | TANKFARM OIL IN WAT.ANLYZR.WATER CHILLER | RMM | GMCOLR | C | X | 202028391 |  | 000002586586 |  | ERP-MM-DC1 | 2011-12-17 | 20
COC5 | 2210-4-COC5-HCC80 | 2000225340 | C5HCC80 | C5HCC80 | BOILER WATER WASH SYSTEM |  |  | B | X | 202028391 |  | 000002586590 |  | ERP-MM-DC1 | 2011-12-17 | 20
COC5 | 2210-4-COC5-HCC80AP001 | 2000225348 | C5HCC80AP001 | C5HCC80AP001 | WASH WATER PUMP | RMM | GMPUMP | B | X | 202028391 |  | 000002586614 |  | ERP-MM-DC1 | 2011-12-17 | 20
COC5 | 2210-4-COC5-HCC80AP001-M | 2000225356 | C5HCC80AP001-M | C5HCC80AP001-M | MOTOR FOR WASH WATER PUMP | RME | GEMOTR | B | X | 202028391 |  | 000002586618 |  | ERP-MM-DC1 | 2011-12-17 | 20
COC5 | 2210-4-COC5-HCC80BB001 | 2000225364 | C5HCC80BB001 | C5HCC80BB001 | WASH WATER TANK | RMM | GMTANK | B | X | 202028391 |  | 000002586622 |  | ERP-MM-DC1 | 2011-12-17 | 20
COC5 | 2210-4-COC5-HCC80BB002 | 2000225372 | C5HCC80BB002 | C5HCC80BB002 | DETERGENT MIXING POT | RMM | GMVESL | B | X | 202028391 |  | 000002586626 |  | ERP-MM-DC1 | 2011-12-17 | 20
COC5 | 2210-4-COC5-LBG15AA001 | 2000225380 | C5LBG15AA001 | C5LBG15AA001 | AUXILIARY STEAM PRESS.CONTROL VALVE | RMM | GMVL-BA | B | X | 202028391 |  | 000002586630 |  | ERP-MM-DC1 | 2011-12-17 | 20
COC5 | 2210-4-COC5-LBG15AA004 | 2000225388 | C5LBG15AA004 | C5LBG15PV04 | CR.FOTP AUX.STEAM PRESS.CONTROL VALVE | RMM | GMVL-BA | B | X | 202028391 |  | 000002586654 |  | ERP-MM-DC1 | 2011-12-17 | 20
COC5 | 2210-4-COC5-LBG15AA006 | 2000225396 | C5LBG15AA006 | C5LBG15PV06 | TURBINE AREA UX.STEAM PR.CONTROL VALVE | RMM | GMVL-BA | B | X | 202028391 |  | 000002586658 |  | ERP-MM-DC1 | 2011-12-17 | 20
COC5 | 2210-4-COC5-LBG15AA101 | 2000225404 | C5LBG15AA101 | C5LBG15HV01 | AUXILIARY STEAM ISOLATION VALVE | RMM | GMVL-MO | B | X | 202028391 |  | 000002586662 |  | ERP-MM-DC1 | 2011-12-17 | 20
COC5 | 2210-4-COC5-LBG15AA102 | 2000225412 | C5LBG15AA102 | C5LBG15TV02 | AUXILIARY STEAM DRAIN VALVE | RMM | GMVL-MO | B | X | 202028391 |  | 000002586666 |  | ERP-MM-DC1 | 2011-12-17 | 20
COC5 | 2210-4-COC5-LBG15AA501 | 2000225420 | C5LBG15AA501 | C5LBG15AA501 | AUXILIARY STEAM MANUAL DRAIN VALVE | RMM | GMVLVE | B | X | 202028391 |  | 000002586670 |  | ERP-MM-DC1 | 2011-12-17 | 20
COC5 | 2210-4-COC5-LBG15AA700 | 2000225428 | C5LBG15AA700 | C5LBG15AA700 | AUXILIARY STEAM DRAIN SYSTEM VALVES | RMM | GMVLVE | B | X | 202028391 |  | 000002586694 |  | ERP-MM-DC1 | 2011-12-17 | 20
COC5 | 2210-4-COC5-LBG15AT001 | 2000225436 | C5LBG15AT001 | C5LBG15AT001 | AUXILIARY STEAM DRAIN LINE TRAP | RMM | GMTRAP | B | X | 202028391 |  | 000002586698 |  | ERP-MM-DC1 | 2011-12-17 | 20
COC5 | 2210-4-COC5-LBG15BN001 | 2000225444 | C5LBG15BN001 | C5LBG15BN001 | AUXILIARY STEAM ATTEMPERATURE | RMM | GMEX-HE | C | X | 202028391 |  | 000002586702 |  | ERP-MM-DC1 | 2011-12-17 | 20
COC5 | 2210-4-COC5-LBG15BR001 | 2000225452 | C5LBG15BR001 | C5LBG15 | AUXILIARY STEAM PIPING | RMM | GMPIPE | C | X | 202028391 |  | 000002586706 |  | ERP-MM-DC1 | 2011-12-17 | 20
COC5 | 2210-4-COC5-LBG15BR002 | 2000225460 | C5LBG15BR002 | C5LBG15BR002 | AUXILIARY STEAM CONDENSATE PIPING | RMM | GMPIPE | C | X | 202028391 |  | 000002586710 |  | ERP-MM-DC1 | 2011-12-17 | 20
COC5 | 2210-4-COC5-LBG15CF001 | 2000225468 | C5LBG15CF001 | C5LBG15FT01 | AUXILIARY STEAM FLOW TRANSMITTER | RMI | GIXM-FC | B | X | 202028391 |  | 000002586734 |  | ERP-MM-DC1 | 2011-12-17 | 20
COC5 | 2210-4-COC5-LBG15CP001 | 2000225476 | C5LBG15CP001 | C5LBG15PT/PI01 | AUX.STEAM PRESS.TRANSMITTER/INDICATOR | RMI | GIXM-DP | C | X | 202028391 |  | 000002586738 |  | ERP-MM-DC1 | 2011-12-17 | 20
COC5 | 2210-4-COC5-LBG15CP004 | 2000225484 | C5LBG15CP004 | C5LBG15PT04 | CR.FOTP AUX.STEAM PRESS.TRANSMITTER | RMI | GIXM-DP | C | X | 202028391 |  | 000002586742 |  | ERP-MM-DC1 | 2011-12-17 | 20
COC5 | 2210-4-COC5-LBG15CP005 | 2000225492 | C5LBG15CP005 | C5LBG15PI05 | CR.FOTP AUX.STEAM PRESS.INDICATOR | RMI | GIIN-PR | B | X | 202028391 |  | 000002586746 |  | ERP-MM-DC1 | 2011-12-17 | 20
COC5 | 2210-4-COC5-LBG15CP006 | 2000225500 | C5LBG15CP006 | C5LBG15PT06 | TURBINE AREA AUX.STEAM PR.TRANSMITTER | RMI | GIXM-DP | C | X | 202028391 |  | 000002586750 |  | ERP-MM-DC1 | 2011-12-17 | 20
COC5 | 2210-4-COC5-LBG15CP007 | 2000225508 | C5LBG15CP007 | C5LBG15PI07 | TURBINE AREA AUX.STEAM PRESS INDICATOR | RMI | GIIN-PR | C | X | 202028391 |  | 000002586774 |  | ERP-MM-DC1 | 2011-12-17 | 20
COC5 | 2210-4-COC5-LBG15CT002 | 2000225516 | C5LBG15CT002 | C5LBG15TE02 | AUXILIARY STEAM DRAIN TEMP.ELEMENT | RMI | GIEL-TE | C | X | 202028391 |  | 000002586778 |  | ERP-MM-DC1 | 2011-12-17 | 20
COC5 | 2210-4-COC5-LBG15CT003 | 2000225524 | C5LBG15CT003 | C5LBG15TI03 | TURBINE AREA AUX.STEAM TEMP.INDICATOR | RMI | GIIN-TE | C | X | 202028391 |  | 000002586782 |  | ERP-MM-DC1 | 2011-12-17 | 20
COC5 | 2210-4-COC5-LBG15CT012 | 2000225532 | C5LBG15CT012 | C5LBG15TI/TW02 | CR.FOTP AUX.STEAM TEMPERATURE INDICATOR | RMI | GIIN-TE | B | X | 202028391 |  | 000002586786 |  | ERP-MM-DC1 | 2011-12-17 | 20
COC5 | 2210-4-COC5-LCN10AC001 | 2000225540 | C5LCN10AC001 | C5LCN10AC001 | CFOTS COND.OIL-IN-WAT.ANALZR.WAT.CHILLER | RMM | GMCOLR | B | X | 202028391 |  | 000002586790 |  | ERP-MM-DC1 | 2011-12-17 | 20
COC5 | 2210-4-COC5-LCN10BB001 | 2000225548 | C5LCN10BB001 | C5LCN10BB001 | CFOTS CONDENSATE COLLECTION TANK | RMM | GMTANK | C | X | 202028391 |  | 000002586814 |  | ERP-MM-DC1 | 2011-12-17 | 20
COC5 | 2210-4-COC5-LCN10CL001 | 2000225556 | C5LCN10CL001 | C5LCN10LS/LE | CFOTS COND.TANK LEVEL SWITCH | RMI | GISW-LV | C | X | 202028391 |  | 000002586818 |  | ERP-MM-DC1 | 2011-12-17 | 20
COC5 | 2210-4-COC5-LCN10CQ001 | 2000225564 | C5LCN10CQ001 | C5LCN10CQ001 | CFOTS CONDENSATE OIL-IN-WATER ANALYZER | RMI | GIANLZ | C | X | 202028391 |  | 000002586822 |  | ERP-MM-DC1 | 2011-12-17 | 20
COC5 | 2210-4-COC5-LCN11AP001 | 2000225572 | C5LCN11AP001 | C5LCN11AP001 | CFOTS CONDENSATE RETURN PUMP-A | RMM | GMPUMP | B | X | 202028391 |  | 000002586826 |  | ERP-MM-DC1 | 2011-12-17 | 20
COC5 | 2210-4-COC5-LCN12AP001 | 2000225580 | C5LCN12AP001 | C5LCN12AP001 | CFOTS CONDENSATE RETURN PUMP-B | RMM | GMPUMP | B | X | 202028391 |  | 000002586830 |  | ERP-MM-DC1 | 2011-12-17 | 20
COC5 | 2210-4-COC5-LCN82BR001 | 2000225588 | C5LCN82BR001 | C5LCN82BR001 | COND.PIPING FROM CFOTS TO COND.COLN.TANK | RMM | GMPIPE | C | X | 202028391 |  | 000002586854 |  | ERP-MM-DC1 | 2011-12-17 | 20
COC5 | 2210-4-COC5-LCN82CT001 | 2000225596 | C5LCN82CT001 | C5LCN82TI01 | CFOTS COND.LINE TEMPERTURE INDICATOR | RMI | GIIN-TE | C | X | 202028391 |  | 000002586858 |  | ERP-MM-DC1 | 2011-12-17 | 20
COC5 | 2210-4-COC5-LCN85AA001 | 2000225604 | C5LCN85AA001 | C5LCN85AV01 | CFOTS COND.PUMPS DISCH.3WAY CONTRL.VALVE | RMM | GMVL-BA | C | X | 202028391 |  | 000002586862 |  | ERP-MM-DC1 | 2011-12-17 | 20
COC5 | 2210-4-COC5-LCN85BR001 | 2000225612 | C5LCN85BR001 | C5LCN85BR001 | CFOTS COND.PUMPS DISCHARGE PIPING | RMM | GMPIPE | C | X | 202028391 |  | 000002586866 |  | ERP-MM-DC1 | 2011-12-17 | 20
COC5 | 2210-4-COC5-LCN85CP001 | 2000225620 | C5LCN85CP001 | C5LCN85PI01 | CFOTS COND.PUMP-A DISCH.PRESS. INDICATOR | RMI | GIIN-PR | C | X | 202028391 |  | 000002586870 |  | ERP-MM-DC1 | 2011-12-17 | 20
COC5 | 2210-4-COC5-LCN85CP002 | 2000225628 | C5LCN85CP002 | C5LCN85PI02 | CFOTS COND.PUMP-B DISCH.PRESS. INDICATOR | RMI | GIIN-PR | C | X | 202028391 |  | 000002586894 |  | ERP-MM-DC1 | 2011-12-17 | 20
COC5 | 2210-4-COC5-LFJ55AA002 | 2000225636 | C5LFJ55AA002 | C5LFJ55PCV02 | NITROGEN GAS SUPPLY PRESS.CONTROL VALVE | RMM | GMVL-BA | B | X | 202028391 |  | 000002586898 |  | ERP-MM-DC1 | 2011-12-17 | 20
COC5 | 2210-4-COC5-LFJ55AA006 | 2000225644 | C5LFJ55AA006 | C5LFJ55PCV06 | N2 GAS SUPPLY PR.CONTRL.VALVE2 HRSG AREA | RMM | GMVL-BA | B | X | 202028391 |  | 000002586902 |  | ERP-MM-DC1 | 2011-12-17 | 20
COC5 | 2210-4-COC5-LFJ55AA304 | 2000225652 | C5LFJ55AA304 | C5LFJ55PSV04 | NITROGEN GAS SUPPLY PRESS.RELIEF VALVE | RMM | GMVL-RE | B | X | 202028391 |  | 000002586906 |  | ERP-MM-DC1 | 2011-12-17 | 20
COC5 | 2210-4-COC5-LFJ55AT001 | 2000225660 | C5LFJ55AT001 | C5LFJ55AT001 | No Entries | RMM | GMSTRN | C | X | 202028391 |  | 000002586910 |  | ERP-MM-DC1 | 2011-12-17 | 20
COC5 | 2210-4-COC5-LFJ55CP001 | 2000225668 | C5LFJ55CP001 | C5LFJ55PI | NITROGEN GAS SUPPLY PRESS.INDICATOR | RMI | GIIN-PR | C | X | 202028391 |  | 000002586934 |  | ERP-MM-DC1 | 2011-12-17 | 20
COC5 | 2210-4-COC5-MAW14AA001 | 2000225676 | C5MAW14AA001 | C5MAW14XV01 | SEAL.STEAM DUMP TO CNDNSR.CONTROL VALVE1 | RMM | GMVL-BA | B | X | 202028391 |  | 000002586938 |  | ERP-MM-DC1 | 2011-12-17 | 20
COC5 | 2210-4-COC5-MAW15AA002 | 2000225684 | C5MAW15AA002 | C5MAW15XV02 | SEAL.STEAM TO CNDNSR/DRN.STN.CONT.VALVE | RMM | GMVL-BA | B | X | 202028391 |  | 000002586942 |  | ERP-MM-DC1 | 2011-12-17 | 20
COC5 | 2210-4-COC5-MAW15AA103 | 2000225692 | C5MAW15AA103 | C5MAW15TV03 | SEALG.STEAM DRAIN TO CDNSR.CONTRL.VALVE1 | RMM | GMVL-MO | B | X | 202028391 |  | 000002586946 |  | ERP-MM-DC1 | 2011-12-17 | 20
COC5 | 2210-4-COC5-MAW15AA105 | 2000225700 | C5MAW15AA105 | C5MAW15TV05 | SEALG.STEAM DRAIN TO CDNSR.CONTRL.VALVE2 | RMM | GMVL-MO | B | X | 202028391 |  | 000002586950 |  | ERP-MM-DC1 | 2011-12-17 | 20
COC5 | 2210-4-COC5-MAW15AA301 | 2000225708 | C5MAW15AA301 | C5MAW15PSV01 | SEALG.STEAM PRESS SAFETY RELIEF VALVE | RMM | GMVL-RE | B | X | 202028391 |  | 000002586974 |  | ERP-MM-DC1 | 2011-12-17 | 20
COC5 | 2210-4-COC5-MAW15BP001 | 2000225716 | C5MAW15BP001 | C5MAW15RO01 | SEALING STEAM HEADER DRN.RESTN.ORIFICE 1 | RMM | GMORFC | C | X | 202028391 |  | 000002586978 |  | ERP-MM-DC1 | 2011-12-17 | 20
COC5 | 2210-4-COC5-MAW15BP002 | 2000225724 | C5MAW15BP002 | C5MAW15RO02 | SEALING STEAM HEADER DRN.RESTN.ORIFIC 2 | RMM | GMORFC | C | X | 202028391 |  | 000002586982 |  | ERP-MM-DC1 | 2011-12-17 | 20
COC5 | 2210-4-COC5-MAW15CT001 | 2000225732 | C5MAW15CT001 | C5MAW15TE01 | SEALG.STEAM TEMPERATURE ELEMENT AFT.HTR. | RMI | GIEL-TE | C | X | 202028391 |  | 000002586986 |  | ERP-MM-DC1 | 2011-12-17 | 20
COC5 | 2210-4-COC5-MAW20AC001 | 2000225740 | C5MAW20AC001 | C5MAW20AC001 | ELECTRIC STEAM HEATER (FOR STEAM SEALS) | RME | GEHTR | C | X | 202028391 |  | 000002586990 |  | ERP-MM-DC1 | 2011-12-17 | 20
COC5 | 2210-4-COC5-MAW20GH001 | 2000225748 | C5MAW20GH001 | C5MAW20GH001 | ELECT.STEAM HTR.CONTR.PANEL(STEAM SEALS) | RME | GEPANL | C | X | 202028391 |  | 000002587014 |  | ERP-MM-DC1 | 2011-12-17 | 20
COC5 | 2210-4-COC5-MJP10 | 2000225756 | C5MJP10 | C5MJP10 | DIESEL GENERATOR (BLACK START) | RME | GEGENR | B | X | 202028391 |  | 000002587018 |  | ERP-MM-DC1 | 2011-12-17 | 20
COC5 | 2210-4-COC5-MKA10GH001 | 2000225764 | C5MKA10GH001 | C5MKA10GH001 | NEUTRAL GROUND RESISTOR | RME | GERSTR | C | X | 202028391 |  | 000002587022 |  | ERP-MM-DC1 | 2011-12-17 | 20
COC5 | 2210-4-COC5-PAB25AA001 | 2000225772 | C5PAB25AA001 | 99PAB25AA001 | CW.PUMP-1 DISCHARGE VALVE (CC3) | RMM | GMVL-MO | B | X | 202028391 |  | 000002587026 |  | ERP-MM-DC1 | 2011-12-17 | 20
COC5 | 2210-4-COC5-PAB26AA001 | 2000225780 | C5PAB26AA001 | 99PAB26AA001 | CW PUMP-2 DISCHARGE VALVE (CC3) | RMM | GMVL-MO | B | X | 202028391 |  | 000002587030 |  | ERP-MM-DC1 | 2011-12-17 | 20
COC5 | 2210-4-COC5-PAB31BR001 | 2000225788 | C5PAB31BR001 | 99PAD31BR001 | EXPN.JOINT,CONDENSER-B CIRC.WAT.OUTLET | RMM | GMEXJT | C | X | 202028391 |  | 000002587054 |  | ERP-MM-DC1 | 2011-12-17 | 20
COC5 | 2210-4-COC5-PAB33AA001 | 2000225796 | C5PAB33AA001 | 99PAB33AA001 | CONDENSER-B CW INLET ISOL VALVE (MO) | RMM | GMVL-MO | B | X | 202028391 |  | 000002587058 |  | ERP-MM-DC1 | 2011-12-17 | 20
COC5 | 2210-4-COC5-PAB33AA201 | 2000225804 | C5PAB33AA201 | 99PAB33AA201 | CONDENSER-B CW INLET DRAIN V/V BEF M.V/V | RMM | GMVLVE | B | X | 202028391 |  | 000002587062 |  | ERP-MM-DC1 | 2011-12-17 | 20
COC5 | 2210-4-COC5-PAB33AA301 | 2000225812 | C5PAB33AA301 | 99PAB33AA301 | CONDENSER-B CW INELT PR.INDIC.ISOL.VALVE | RMM | GMVLVE | B | X | 202028391 |  | 000002587066 |  | ERP-MM-DC1 | 2011-12-17 | 20
COC5 | 2210-4-COC5-PAB33BR001 | 2000225820 | C5PAB33BR001 | 99PAD33BR001 | EXPN.JOINT,CONDENSER-A CIRC.WAT.OUTLET | RMM | GMEXJT | B | X | 202028391 |  | 000002587070 |  | ERP-MM-DC1 | 2011-12-17 | 20
COC5 | 2210-4-COC5-PAB33BR002 | 2000225828 | C5PAB33BR002 | 99PAB33BR002 | CONDENSER-B CIRCULATING WATER PIPING | RMM | GMPIPE | C | X | 202028391 |  | 000002587094 |  | ERP-MM-DC1 | 2011-12-17 | 20
COC5 | 2210-4-COC5-PAB38AA001 | 2000225836 | C5PAB38AA001 | 99PAB38AA001 | CONDENSER-A CW INLET ISOL VALVE (MOT) | RMM | GMVL-MO | B | X | 202028391 |  | 000002587098 |  | ERP-MM-DC1 | 2011-12-17 | 20
COC5 | 2210-4-COC5-PAB38AA201 | 2000225844 | C5PAB38AA201 | 99PAB38AA201 | CONDENSER-A CW INLET DRAIN V/V BEF M.V/V | RMM | GMVLVE | B | X | 202028391 |  | 000002587102 |  | ERP-MM-DC1 | 2011-12-17 | 20
COC5 | 2210-4-COC5-PAB38AA301 | 2000225852 | C5PAB38AA301 | 99PAB38AA301 | CONDENSER-A INLET PR: INDIC.ISOL.VALVE | RMM | GMVLVE | B | X | 202028391 |  | 000002587106 |  | ERP-MM-DC1 | 2011-12-17 | 20
COC5 | 2210-4-COC5-PAB38BR001 | 2000225860 | C5PAB38BR001 | 99PAB38BR001 | CONDENSER-A CIRCULATING WATER PIPING | RMM | GMPIPE | C | X | 202028391 |  | 000002587110 |  | ERP-MM-DC1 | 2011-12-17 | 20
COC5 | 2210-4-COC5-PGB00 | 2000225868 | C5PGB00 | C5PGB00 | LOCAL INSTRUMENTS - GROUPED | RMI | GIELMT | C | X | 202028391 |  | 000002587134 |  | ERP-MM-DC1 | 2011-12-17 | 20
COC5 | 2210-4-COC5-PGB81AA305 | 2000225876 | C5PGB81AA305 | C5PGB81PSV05 | SAMPLING SYS.CCCW O/L SAFETY RLF.VALVE | RMM | GMVL-RE | B | X | 202028391 |  | 000002587138 |  | ERP-MM-DC1 | 2011-12-17 | 20
COC5 | 2210-4-COC5-PGB81AA308 | 2000225884 | C5PGB81AA308 | C5PGB81PSV08 | COND.RCVR.COOLER CCCW O/L SAFETY VALVE | RMM | GMVL-RE | C | X | 202028391 |  | 000002587142 |  | ERP-MM-DC1 | 2011-12-17 | 20
COC5 | 2210-4-COC5-PGB81CF001 | 2000225892 | C5PGB81CF001 | C5PGB81FG01 | SAMPLING SYS.CCCW O/L FLOW INDICATOR | RMI | GIIN-FL | B | X | 202028391 |  | 000002587146 |  | ERP-MM-DC1 | 2011-12-17 | 20
COC5 | 2210-4-COC5-PGB81CF002 | 2000225900 | C5PGB81CF002 | C5PGB81FG02 | COND.RCVR.COOLER CCCW O/L FLOW INDICATOR | RMI | GIIN-FL | B | X | 202028391 |  | 000002587150 |  | ERP-MM-DC1 | 2011-12-17 | 20
COC5 | 2210-4-COC5-PGB81CP010 | 2000225908 | C5PGB81CP010 | C5PGB81PI10 | SAMPLING SYS.CCC.WATER PRESS.INDICATOR | RMI | GIIN-PR | C | X | 202028391 |  | 000002587174 |  | ERP-MM-DC1 | 2011-12-17 | 20
COC5 | 2210-4-COC5-PGB81CP011 | 2000225916 | C5PGB81CP011 | C5PGB81PSL11 | SAMPLING SYS.CCC.WATER PRESSURE SWITCH | RMI | GISW-CN | C | X | 202028391 |  | 000002587178 |  | ERP-DLGN-EAA | 2013-03-05 | 20
COC5 | 2210-4-COC5-PGB81CQ | 2000225924 | C5PGB81CQ | C5PGB81CQ | ANALYSER - GROUPED | RMI | GIANLZ | C | X | 202028391 |  | 000002587182 |  | ERP-MM-DC1 | 2011-12-17 | 20
COC5 | 2210-4-COC5-PGB81CQ001 | 2000225932 | C5PGB81CQ001 | C5PGB81AIT01 | CL.CIRC.COOL.WATER CONDUCTIVITY ANALYSER | RMI | GIANLZ | C | X | 202028391 |  | 000002587186 |  | ERP-MM-DC1 | 2011-12-17 | 20
COC5 | 2210-4-COC5-PGB81CQ002 | 2000225940 | C5PGB81CQ002 | C5PGB81AIT02 | CL.CIRC.COOL.WATER PH ANALYSER | RMI | GIANLZ | C | X | 202028391 |  | 000002587190 |  | ERP-MM-DC1 | 2011-12-17 | 20
COC5 | 2210-4-COC5-PGB81CT001 | 2000225948 | C5PGB81CT001 | C5PGB81TI/TW01 | SAMPLING SYS.CCCW O/L TEMP.INDICATOR | RMI | GIIN-TE | C | X | 202028391 |  | 000002587214 |  | ERP-MM-DC1 | 2011-12-17 | 20
COC5 | 2210-4-COC5-PGB81CT003 | 2000225956 | C5PGB81CT003 | C5PGB81TI03 | SAMPLING SYS.CCC.WATER TEMP.INDICATOR | RMI | GIIN-TE | C | X | 202028391 |  | 000002587218 |  | ERP-MM-DC1 | 2011-12-17 | 20
COC5 | 2210-4-COC5-PGB81CT006 | 2000225964 | C5PGB81CT006 | C5PGB81TI/TW06 | COND.RCVR.COOLER CCCW O/L TEMP INDICATOR | RMI | GIIN-TE | B | X | 202028391 |  | 000002587222 |  | ERP-MM-DC1 | 2011-12-17 | 20
COC5 | 2210-4-COC5-QEB10AA302 | 2000225972 | C5QEB10AA302 | C5QEB10PSV02 | SERV.AIR RECEIVER PR.SAFETY RLF.VALVE | RMM | GMVL-RE | B | X | 202028391 |  | 000002587226 |  | ERP-MM-DC1 | 2011-12-17 | 20
COC5 | 2210-4-COC5-QEB10BB001 | 2000225980 | C5QEB10BB001 | C5QEB10BB001 | SERVICE AIR RECIEVER | RMM | GMRCVR | B | X | 202028391 |  | 000002587230 |  | ERP-MM-DC1 | 2011-12-17 | 20
COC5 | 2210-4-COC5-QEB10CL001 | 2000225988 | C5QEB10CL001 | C5QEB10LS | SERV.AIR RECEIVER LEVEL SWITCH | RMI | GISW-LV | B | X | 202028391 |  | 000002587254 |  | ERP-MM-DC1 | 2011-12-17 | 20
COC5 | 2210-4-COC5-QEB10CP001 | 2000225996 | C5QEB10CP001 | C5QEB10PI01 | SERV.AIR RECEIVER PRESS INDICATOR | RMI | GIIN-PR | C | X | 202028391 |  | 000002587258 |  | ERP-MM-DC1 | 2011-12-17 | 20
COC5 | 2210-4-COC5-QEB75AA003 | 2000226004 | C5QEB75AA003 | C5QEB75PCV03 | SERV.AIR RCVR.I/L PRESS.CONTROL VALVE | RMM | GMVL-BA | B | X | 202028391 |  | 000002587262 |  | ERP-MM-DC1 | 2011-12-17 | 20
COC5 | 2210-4-COC5-QEB75BR001 | 2000226012 | C5QEB75BR001 | C5QEB75BR001 | SERVICE AIR SUPPLY PIPING | RMM | GMPIPE | C | X | 202028391 |  | 000002587266 |  | ERP-MM-DC1 | 2011-12-17 | 20
COC5 | 2210-4-COC5-QEB75CP001 | 2000226020 | C5QEB75CP001 | C5QEB75PT01 | SERV.AIR RECEIVER O/L PRESS.TRANSMITTER | RMI | GIXM-DP | C | X | 202028391 |  | 000002587270 |  | ERP-MM-DC1 | 2011-12-17 | 20
COC5 | 2210-4-COC5-QEB75CP002 | 2000226028 | C5QEB75CP002 | C5QEB75PI02 | SEV.AIR RCVR.I/L PRESS.INDICATOR | RMI | GIIN-PR | C | X | 202028391 |  | 000002587294 |  | ERP-MM-DC1 | 2011-12-17 | 20
COC5 | 2210-4-COC5-QFB10AA302 | 2000226036 | C5QFB10AA302 | C5QFB10PSV02 | INSTRMT.AIR RCVR.PRESS SAFETY RLF.VALVE | RMM | GMVL-RE | B | X | 202028391 |  | 000002587298 |  | ERP-MM-DC1 | 2011-12-17 | 20
COC5 | 2210-4-COC5-QFB10BB001 | 2000226044 | C5QFB10BB001 | C5QFB10BB001 | INSTRUMENT AIR RECEIVER | RMM | GMRCVR | B | X | 202028391 |  | 000002587302 |  | ERP-MM-DC1 | 2011-12-17 | 20
COC5 | 2210-4-COC5-QFB10CL002 | 2000226052 | C5QFB10CL002 | C5QFB10LSH02 | INSTRMT.AIR RCVR.LEVEL SWITCH | RMI | GISW-LV | B | X | 202028391 |  | 000002587306 |  | ERP-MM-DC1 | 2011-12-17 | 20
COC5 | 2210-4-COC5-QFB75AA003 | 2000226060 | C5QFB75AA003 | C5QFB75PCV03 | INSTRMT.AIR RCVR.I/L PRESS.CONTROL VALVE | RMM | GMVL-BA | B | X | 202028391 |  | 000002587310 |  | ERP-MM-DC1 | 2011-12-17 | 20
COC5 | 2210-4-COC5-QFB75BR001 | 2000226068 | C5QFB75BR001 | C5QFB75BR001 | INSTRUMENT AIR SUPPLY PIPING | RMM | GMPIPE | C | X | 202028391 |  | 000002587334 |  | ERP-MM-DC1 | 2011-12-17 | 20
COC5 | 2210-4-COC5-QFB75BR002 | 2000226076 | C5QFB75BR002 | C5QFB75BR002 | INSTRMT.AIR SUPPLY PIPING-FOAM BLDG | RMM | GMPIPE | C | X | 202028391 |  | 000002587338 |  | ERP-MM-DC1 | 2011-12-17 | 20
COC5 | 2210-4-COC5-QFB75BR003 | 2000226084 | C5QFB75BR003 | C5QFB75BR003 | INSTRMT.AIR SUPPLY PIPING-CFOTS NOZZLE | RMM | GMPIPE | C | X | 202028391 |  | 000002587342 |  | ERP-MM-DC1 | 2011-12-17 | 20
COC5 | 2210-4-COC5-QFB75CP001 | 2000226092 | C5QFB75CP001 | C5QFB75PI01 | INSTRMT.AIR RCVR.O/L PRESS.TRANSMITTER | RMI | GIXM-DP | C | X | 202028391 |  | 000002587346 |  | ERP-MM-DC1 | 2011-12-17 | 20
COC5 | 2210-4-COC5-QFB75CP002 | 2000226100 | C5QFB75CP002 | C5QFB75PI02 | INSTRMT.AIR RCVR.I/L PRESS.INDICATOR | RMI | GIIN-PR | C | X | 202028391 |  | 000002587350 |  | ERP-MM-DC1 | 2011-12-17 | 20
COC5 | 2210-4-COC5-QFB75CP004 | 2000226108 | C5QFB75CP004 | C5QFB75PSL04 | INSTRMT.AIR RCVR.I/L PRESS.SWITCH | RMI | GISW-CN | C | X | 202028391 |  | 000002587374 |  | ERP-DLGN-EAA | 2013-03-05 | 20
COC5 | 2210-4-COC5-QJD10BB001 | 2000226116 | C5QJD10BB001 | C5QJD10BB001 | NITROGEN GAS CYLINDER RACK (7X20 CYL) | RMM | GMCYLN | C | X | 202028391 |  | 000002587378 |  | ERP-MM-DC1 | 2011-12-17 | 20
COC5 | 2210-4-COC5-QJD10BR001 | 2000226124 | C5QJD10BR001 | C5QJD10BR001 | N2 CYLINDERS O/L PIPING/VALVES | RMM | GMPIPE | C | X | 202028391 |  | 000002587382 |  | ERP-MM-DC1 | 2011-12-17 | 20
COC5 | 2210-4-COC5-QSA10BB001 | 2000226132 | C5QSA10BB001 | C5QSA10BB001 | WASTE OIL TANK 66 CU.M | RMM | GMTANK | C | X | 202028391 |  | 000002587386 |  | ERP-MM-DC1 | 2011-12-17 | 20
COC5 | 2210-4-COC5-QSA11AP001 | 2000226140 | C5QSA11AP001 | C5QSA11AP001 | WASTE OIL TANK TRANSFER PUMP-A | RMM | GMPUMP | B | X | 202028391 |  | 000002587390 |  | ERP-MM-DC1 | 2011-12-17 | 20
COC5 | 2210-4-COC5-QSA11AP001-M01 | 2000226148 | C5QSA11AP001-M01 | C5QSA11AP001M01 | WASTE OIL TANK TRANSFER PUMP A - MOTOR | RME | GEMOTR | B | X | 202028391 |  | 000002587414 |  | ERP-MM-DC1 | 2011-12-17 | 20
COC5 | 2210-4-COC5-QSA12AP001 | 2000226156 | C5QSA12AP001 | C5QSA12AP001 | WASTE OIL TANK TRANSFER PUMP-B | RMM | GMPUMP | B | X | 202028391 |  | 000002587418 |  | ERP-MM-DC1 | 2011-12-17 | 20
COC5 | 2210-4-COC5-QSA12AP001-M01 | 2000226164 | C5QSA12AP001-M01 | C5QSA12AP001M01 | WASTE OIL TANK TRANSFER PUMP B - MOTOR | RME | GEMOTR | B | X | 202028391 |  | 000002587422 |  | ERP-MM-DC1 | 2011-12-17 | 20
COC5 | 2210-4-COC5-QUB10CQ001 | 2000226172 | C5QUB10CQ001 | C5QUB10AIT01 | OXIDES OF SULPHUR (SOX) | RMI | GIANLZ | C | X | 202028385 |  | 000002587426 |  | ERP-MM-DC1 | 2011-12-17 | 20
COC5 | 2210-4-COC5-QUB20CQ001 | 2000226180 | C5QUB20CQ001 | C5QUB20AIT01 | OXIDES OF NITROGEN (NOX) | RMI | GIANLZ | C | X | 202028385 |  | 000002587430 |  | ERP-MM-DC1 | 2011-12-17 | 20
COC5 | 2210-4-COC5-QUB30CQ001 | 2000226188 | C5QUB30CQ001 | C5QUB30CQ001 | METROLOGICAL STATION WITH TOWER |  | GCBUILD | C | X | 202028385 |  | 000002587454 |  | ERP-MM-DC1 | 2011-12-17 | 20
COC5 | 2210-4-COC5-QUB40CQ001 | 2000226196 | C5QUB40CQ001 | C5QUB40AIT01 | SAMPLE EXTRACTION MANIFOLD | RMI | GIANLZ | C | X | 202028385 |  | 000002587458 |  | ERP-MM-DC1 | 2011-12-17 | 20
COC5 | 2210-4-COC5-SAD19AH001 | 2000226205 | C5SAD19AH001 | C5SAD19AH001 | PACK.ROOF TOP A/C C.RM/OUTDR.UNIT ACC-1 | RMM | GMACU | C | X | 202028391 |  | 000002587463 |  | ERP-MM-DC1 | 2011-12-17 | 20
COC5 | 2210-4-COC5-SAD19AH002 | 2000226213 | C5SAD19AH002 | C5SAD19AH002 | PACK.ROOF TOP A/C C.RM/OUTDR.UNIT ACC-1 | RMM | GMACU | C | X | 202028391 |  | 000002587467 |  | ERP-MM-DC1 | 2011-12-17 | 20
COC5 | 2210-4-COC5-SAD20AH001 | 2000226221 | C5SAD20AH001 | C5SAD20AH001 | PACK.ROOF TOP A/C C.RM/OUTDR.UNIT ACC-2A | RMM | GMACU | C | X | 202028391 |  | 000002587491 |  | ERP-MM-DC1 | 2011-12-17 | 20
COC5 | 2210-4-COC5-SAD20AH002 | 2000226229 | C5SAD20AH002 | C5SAD20AH002 | PACK.ROOF TOP A/C C.RM/OUTDR.UNIT ACC-2A | RMM | GMACU | C | X | 202028391 |  | 000002587495 |  | ERP-MM-DC1 | 2011-12-17 | 20
COC5 | 2210-4-COC5-SAD21AH001 | 2000226237 | C5SAD21AH001 | C5SAD21AH001 | PACK.ROOF TOP A/C C.RM/INDOOR UNIT AHU-1 | RMM | GMACU | C | X | 202028391 |  | 000002587499 |  | ERP-MM-DC1 | 2011-12-17 | 20
COC5 | 2210-4-COC5-SAD22AH001 | 2000226245 | C5SAD22AH001 | C5SAD22AH001 | PACK.ROOF TOP A/C C.RM/INDOOR UNIT AHU-2 | RMM | GMACU | C | X | 202028391 |  | 000002587513 |  | ERP-MM-DC1 | 2011-12-17 | 20
COC5 | 2210-4-COC5-SAD23AH001 | 2000226253 | C5SAD23AH001 | C5SAD23AH001 | WINDOW A/C -WATER WASH SKID CONTROL ROOM | RMM | GMACU | C | X | 202028391 |  | 000002587517 |  | ERP-MM-DC1 | 2011-12-17 | 20
COC5 | 2210-4-COC5-SAI10AH001 | 2000226261 | C5SAI10AH001 | C5WALLMNTA/C3 | WALL MOUNTED AIRCONDITIONER | RMM | GMACU | C | X | 202028391 |  | 000002587531 |  | ERP-MM-DC1 | 2011-12-17 | 20
COC5 | 2210-4-COC5-SAL10 | 2000226269 | C5SAL10 | SAL10AH001 | PACKAGE AIRCONDITIONER WORKSHOP STAGE IV | RMM | GMACU | B | X | 202028391 |  | 000002587535 |  | ERP-MM-DC1 | 2011-12-17 | 20
COC5 | 2210-4-COC5-SAL10AH001 | 2000226277 | C5SAL10AH001 | C5SAL10AH001 | PACKAGE AIRCONDITIONER WORKSHOP STAGE IV | RMM | GMACU | B | X | 202028391 |  | 000002587539 |  | ERP-MM-DC1 | 2011-12-17 | 20
COC5 | 2210-4-COC5-SAL11AH001 | 2000226285 | C5SAL11AH001 | C5SAL11AH001 | PACKAGED ROOF TOP A/C ELECT RM NW AC-1 | RMM | GMACU | C | X | 202028391 |  | 000002587553 |  | ERP-MM-DC1 | 2011-12-17 | 20
COC5 | 2210-4-COC5-SAL11GY001 | 2000226293 | C5SAL11GY001 | C5SAL11GY001 | HVAC PANEL STG ELECTRICAL EQUIPMENT ROOM | RME | GEPANL | C | X | 202028391 |  | 000002587557 |  | ERP-MM-DC1 | 2011-12-17 | 20
COC5 | 2210-4-COC5-SAL12AH001 | 2000226301 | C5SAL12AH001 | C5SAL12AH001 | PACKAGED ROOF TOP A/C ELECT RM NW AC-2 | RMM | GMACU | B | X | 202028391 |  | 000002587571 |  | ERP-MM-DC1 | 2011-12-17 | 20
COC5 | 2210-4-COC5-SAL13AH001 | 2000226309 | C5SAL13AH001 | C5SAL13AH001 | PACKAGED ROOF TOP A/C BATTERY RM AC-3 | RMM | GMACU | B | X | 202028391 |  | 000002587575 |  | ERP-MM-DC1 | 2011-12-17 | 20
COC5 | 2210-4-COC5-SAL13GY001 | 2000226317 | C5SAL13GY001 | C5SAL13GY001 | HVAC PANEL UPS & BATTERY ROOMS | RME | GEPANL | C | X | 202028391 |  | 000002587579 |  | ERP-MM-DC1 | 2011-12-17 | 20
COC5 | 2210-4-COC5-SAL14AH001 | 2000226325 | C5SAL14AH001 | C5SAL14AH001 | PACKAGED ROOF TOP A/C BATTERY RM AC-4 | RMM | GMACU | C | X | 202028391 |  | 000002587593 |  | ERP-MM-DC1 | 2011-12-17 | 20
COC5 | 2210-4-COC5-SAL15AH001 | 2000226333 | C5SAL15AH001 | C5SAL15AH001 | PACKAGED ROOF TOP A/C ELECT RM NE AC-5 | RMM | GMACU | C | X | 202028391 |  | 000002587597 |  | ERP-MM-DC1 | 2011-12-17 | 20
COC5 | 2210-4-COC5-SAL15GY001 | 2000226341 | C5SAL15GY001 | C5SAL15GY001 | HVAC PANEL GT ELECTRICAL EQUIPMENT ROOM | RME | GEPANL | C | X | 202028391 |  | 000002587611 |  | ERP-MM-DC1 | 2011-12-17 | 20
COC5 | 2210-4-COC5-SAL16AH001 | 2000226349 | C5SAL16AH001 | C5SAL16AH001 | PACKAGED ROOF TOP A/C ELECT RM NE AC-6 | RMM | GMACU | C | X | 202028391 |  | 000002587615 |  | ERP-MM-DC1 | 2011-12-17 | 20
COC5 | 2210-4-COC5-SAL17AH001 | 2000226357 | C5SAL17AH001 | C5SAL17AH001 | PACKAGED ROOF TOP A/C OFFICES AC-7 | RMM | GMACU | C | X | 202028391 |  | 000002587619 |  | ERP-MM-DC1 | 2011-12-17 | 20
COC5 | 2210-4-COC5-SAL17GY001 | 2000226365 | C5SAL17GY001 | C5SAL17GY001 | HVAC PANEL OFFICES & MTG ROOMS | RME | GEPANL | C | X | 202028391 |  | 000002587633 |  | ERP-MM-DC1 | 2011-12-17 | 20
COC5 | 2210-4-COC5-SAL18AH001 | 2000226373 | C5SAL18AH001 | C5SAL18AH001 | PACKAGED ROOF TOP A/C OFFICES AC-8 | RMM | GMACU | C | X | 202028391 |  | 000002587637 |  | ERP-MM-DC1 | 2011-12-17 | 20
COC5 | 2210-4-COC5-SAL18GY001 | 2000226381 | C5SAL18GY001 | C5SAL18GY001 | HVAC PANEL OFFICES & MTG ROOMS | RME | GEPANL | C | X | 202028391 |  | 000002587651 |  | ERP-MM-DC1 | 2011-12-17 | 20
COC5 | 2210-4-COC5-SAL19AH001 | 2000226390 | C5SAL19AH001 | C5SAL19AH001 | ROOF PKG.A/C 9-HRSG(GT20)HTR.CTRL.RM.108 | RMM | GMACU | C | X | 202028391 |  | 000002587656 |  | ERP-MM-DC1 | 2011-12-17 | 20
COC5 | 2210-4-COC5-SAL19GY001 | 2000226398 | C5SAL19GY001 | C5SAL19GY001 | HVAC PANEL HRSG-4 ELECTRICAL ROOM | RME | GEPANL | C | X | 202028391 |  | 000002587660 |  | ERP-MM-DC1 | 2011-12-17 | 20
COC5 | 2210-4-COC5-SAL20AH001 | 2000226406 | C5SAL20AH001 | C5SAL20AH001 | ROOF PKG.A/C 10-HRSG(GT20)HTR.CTR.RM.108 | RMM | GMACU | C | X | 202028391 |  | 000002587674 |  | ERP-MM-DC1 | 2011-12-17 | 20
COC5 | 2210-4-COC5-SAL21AH001 | 2000226414 | C5SAL21AH001 | C5SAL21AH001 | ROOF PKG.A/C 11-HRSG(GT19)HTR.CTR.RM.109 | RMM | GMACU | C | X | 202028391 |  | 000002587678 |  | ERP-MM-DC1 | 2011-12-17 | 20
COC5 | 2210-4-COC5-SAL21GY001 | 2000226422 | C5SAL21GY001 | C5SAL21GY001 | HVAC PANEL HRSG-3 ELECTRICAL ROOM | RME | GEPANL | C | X | 202028391 |  | 000002587692 |  | ERP-MM-DC1 | 2011-12-17 | 20
COC5 | 2210-4-COC5-SAL22AH001 | 2000226430 | C5SAL22AH001 | C5SAL22AH001 | ROOF PKG.A/C 12-HRSG(GT19)HTR.CTR.RM.109 | RMM | GMACU | C | X | 202028391 |  | 000002587696 |  | ERP-MM-DC1 | 2011-12-17 | 20
COC5 | 2210-4-COC5-SAL23AH001 | 2000226438 | C5SAL23AH001 | C5SAL23AH001 | ROOF PKG.A/C 13-HRSG(GT18)HTR.CTR.RM.110 | RMM | GMACU | C | X | 202028391 |  | 000002587700 |  | ERP-MM-DC1 | 2011-12-17 | 20
COC5 | 2210-4-COC5-SAL23GY001 | 2000226446 | C5SAL23GY001 | C5SAL23GY001 | HVAC PANEL HRSG-2 ELECTRICAL ROOM | RME | GEPANL | B | X | 202028391 |  | 000002587714 |  | ERP-MM-DC1 | 2011-12-17 | 20
COC5 | 2210-4-COC5-SAL24AH001 | 2000226454 | C5SAL24AH001 | C5SAL24AH001 | ROOF PKG.A/C 14-HRSG(GT18)HTR.CTR.RM.110 | RMM | GMACU | C | X | 202028391 |  | 000002587718 |  | ERP-MM-DC1 | 2011-12-17 | 20
COC5 | 2210-4-COC5-SAL25AH001 | 2000226462 | C5SAL25AH001 | C5SAL25AH001 | ROOF PKG.A/C 15-HRSG(GT17)HTR.CTR.RM.111 | RMM | GMACU | C | X | 202028391 |  | 000002587732 |  | ERP-MM-DC1 | 2011-12-17 | 20
COC5 | 2210-4-COC5-SAL25GY001 | 2000226470 | C5SAL25GY001 | C5SAL25GY001 | HVAC PANEL HRSG-1 ELECTRICAL ROOM | RME | GEPANL | B | X | 202028391 |  | 000002587736 |  | ERP-MM-DC1 | 2011-12-17 | 20
COC5 | 2210-4-COC5-SAL26AH001 | 2000226478 | C5SAL26AH001 | C5SAL26AH001 | ROOF PKG.A/C 16-HRSG(GT17)HTR.CTR.RM.111 | RMM | GMACU | C | X | 202028391 |  | 000002587740 |  | ERP-MM-DC1 | 2011-12-17 | 20
COC5 | 2210-4-COC5-SAL27AH001 | 2000226486 | C5SAL27AH001 | C5SAL27AH001 | PACK.ROOF TOP A/C CT FUEL TR.C.RM AC-17 | RMM | GMACU | C | X | 202028391 |  | 000002587754 |  | ERP-MM-DC1 | 2011-12-17 | 20
COC5 | 2210-4-COC5-SAL27GY001 | 2000226494 | C5SAL27GY001 | C5SAL27GY001 | HVAC PANEL COTP CONTROL ROOM | RME | GEPANL | B | X | 202028391 |  | 000002587758 |  | ERP-MM-DC1 | 2011-12-17 | 20
COC5 | 2210-4-COC5-SAL28AH001 | 2000226502 | C5SAL28AH001 | C5SAL28AH001 | PACK.ROOF TOP A/C CT FUEL TR.C.RM AC-18 | RMM | GMACU | C | X | 202028391 |  | 000002587772 |  | ERP-MM-DC1 | 2011-12-17 | 20
COC5 | 2210-4-COC5-SAL29AH001 | 2000226510 | C5SAL29AH001 | C5SAL29AH001 | FUEL OIL TR. - AC UNTI SUPPLY FAN SF-17 | RMM | GMFAN | C | X | 202028391 |  | 000002587776 |  | ERP-MM-DC1 | 2011-12-17 | 20
COC5 | 2210-4-COC5-SAL30AH001 | 2000226518 | C5SAL30AH001 | C5SAL30AH001 | F.O.TR. - DUST SEPAR.BLEED AIR FAN SF-17 | RMM | GMFAN | C | X | 202028391 |  | 000002587780 |  | ERP-MM-DC1 | 2011-12-17 | 20
COC5 | 2210-4-COC5-SAL31AH001 | 2000226526 | C5SAL31AH001 | C5SAL31AH001 | DUST SEPARATOR BLEED AIR FAN BF-1 | RMM | GMFAN | B | X | 202028391 |  | 000002587794 |  | ERP-MM-DC1 | 2011-12-17 | 20
COC5 | 2210-4-COC5-SAL32AH001 | 2000226534 | C5SAL32AH001 | C5SAL32AH001 | DUST SEPARATOR BLEED AIR FAN BF-2 | RMM | GMFAN | B | X | 202028391 |  | 000002587798 |  | ERP-MM-DC1 | 2011-12-17 | 20
COC5 | 2210-4-COC5-SAL33AH001 | 2000226542 | C5SAL33AH001 | C5SAL33AH001 | DUST SEPARATOR BLEED AIR FAN BF-3 | RMM | GMFAN | B | X | 202028391 |  | 000002587812 |  | ERP-MM-DC1 | 2011-12-17 | 20
COC5 | 2210-4-COC5-SAL34AH001 | 2000226550 | C5SAL34AH001 | C5SAL34AH001 | DUST SEPARATOR BLEED AIR FAN BF-4 | RMM | GMFAN | B | X | 202028391 |  | 000002587816 |  | ERP-MM-DC1 | 2011-12-17 | 20
COC5 | 2210-4-COC5-SAL35AH001 | 2000226558 | C5SAL35AH001 | C5SAL35AH001 | DUST SEPARATOR BLEED AIR FAN BF-5 | RMM | GMFAN | B | X | 202028391 |  | 000002587820 |  | ERP-MM-DC1 | 2011-12-17 | 20
COC5 | 2210-4-COC5-SAL36AH001 | 2000226566 | C5SAL36AH001 | C5SAL36AH001 | DUST SEPARATOR BLEED AIR FAN BF-6 | RMM | GMFAN | B | X | 202028391 |  | 000002587834 |  | ERP-MM-DC1 | 2011-12-17 | 20
COC5 | 2210-4-COC5-SAL37AH001 | 2000226574 | C5SAL37AH001 | C5SAL37AH001 | DUST SEPARATOR BLEED AIR FAN BF-7 | RMM | GMFAN | B | X | 202028391 |  | 000002587838 |  | ERP-MM-DC1 | 2011-12-17 | 20
COC5 | 2210-4-COC5-SAL38AH001 | 2000226582 | C5SAL38AH001 | C5SAL38AH001 | DUST SEPARATOR BLEED AIR FAN BF-8 | RMM | GMFAN | B | X | 202028391 |  | 000002587852 |  | ERP-MM-DC1 | 2011-12-17 | 20
COC5 | 2210-4-COC5-SAL39AH001 | 2000226590 | C5SAL39AH001 | C5SAL39AH001 | DUST SEPARATOR BLEED AIR FAN BF-9 | RMM | GMFAN | B | X | 202028391 |  | 000002587856 |  | ERP-MM-DC1 | 2011-12-17 | 20
COC5 | 2210-4-COC5-SAL40AH001 | 2000226598 | C5SAL40AH001 | C5SAL40AH001 | DUST SEPARATOR HALL | RMM | GMFAN | C | X | 202028391 |  | 000002587860 |  | ERP-MM-DC1 | 2011-12-17 | 20
COC5 | 2210-4-COC5-SAL41AH001 | 2000226606 | C5SAL41AH001 | C5SAL41AH001 | DUST SEPARATOR BLEED AIR FAN BF-11 | RMM | GMFAN | B | X | 202028391 |  | 000002587874 |  | ERP-MM-DC1 | 2011-12-17 | 20
COC5 | 2210-4-COC5-SAL42AH001 | 2000226614 | C5SAL42AH001 | C5SAL42AH001 | DUST SEPARATOR BLEED AIR FAN BF-12 | RMM | GMFAN | B | X | 202028391 |  | 000002587878 |  | ERP-MM-DC1 | 2011-12-17 | 20
COC5 | 2210-4-COC5-SAL43AH001 | 2000226622 | C5SAL43AH001 | C5SAL43AH001 | DUST SEPARATOR BLEED AIR FAN BF-13 | RMM | GMFAN | B | X | 202028391 |  | 000002587892 |  | ERP-MM-DC1 | 2011-12-17 | 20
COC5 | 2210-4-COC5-SAL44AH001 | 2000226630 | C5SAL44AH001 | C5SAL44AH001 | DUST SEPARATOR BLEED AIR FAN BF-14 | RMM | GMFAN | B | X | 202028391 |  | 000002587896 |  | ERP-MM-DC1 | 2011-12-17 | 20
COC5 | 2210-4-COC5-SAL45AH001 | 2000226638 | C5SAL45AH001 | C5SAL45AH001 | DUST SEPARATOR BLEED AIR FAN BF-15 | RMM | GMFAN | B | X | 202028391 |  | 000002587900 |  | ERP-MM-DC1 | 2011-12-17 | 20
COC5 | 2210-4-COC5-SAL46AH001 | 2000226646 | C5SAL46AH001 | C5SAL46AH001 | DUST SEPARATOR BLEED AIR FAN BF-16 | RMM | GMFAN | B | X | 202028391 |  | 000002587914 |  | ERP-MM-DC1 | 2011-12-17 | 20
COC5 | 2210-4-COC5-SAL51AH001 | 2000226654 | C5SAL51AH001 | C5SAL51AH001 | TURBINE AREA - ROOF GRAVITY VENT | RMM | GMVENT | C | X | 202028391 |  | 000002587918 |  | ERP-MM-DC1 | 2011-12-17 | 20
COC5 | 2210-4-COC5-SAL52AH001 | 2000226662 | C5SAL52AH001 | C5SAL52AH001 | TURBINE AREA-ROOF GRAVITY VENT | RMM | GMVENT | C | X | 202028391 |  | 000002587932 |  | ERP-MM-DC1 | 2011-12-17 | 20
COC5 | 2210-4-COC5-SAL53AH001 | 2000226670 | C5SAL53AH001 | C5SAL53AH001 | TURBINE AREA-ROOF GRAVITY VENT | RMM | GMVENT | C | X | 202028391 |  | 000002587936 |  | ERP-MM-DC1 | 2011-12-17 | 20
COC5 | 2210-4-COC5-SAL54AH001 | 2000226678 | C5SAL54AH001 | C5SAL54AH001 | TURBINE AREA-ROOF GRAVITY VENT | RMM | GMVENT | C | X | 202028391 |  | 000002587940 |  | ERP-MM-DC1 | 2011-12-17 | 20
COC5 | 2210-4-COC5-SAL55AH001 | 2000226686 | C5SAL55AH001 | C5SAL55AH001 | TURBINE AREA-ROOF GRAVITY VENT | RMM | GMVENT | C | X | 202028391 |  | 000002587954 |  | ERP-MM-DC1 | 2011-12-17 | 20
COC5 | 2210-4-COC5-SAL56AH001 | 2000226694 | C5SAL56AH001 | C5SAL56AH001 | TURBINE AREA-ROOF GRAVITY VENT | RMM | GMVENT | C | X | 202028391 |  | 000002587958 |  | ERP-MM-DC1 | 2011-12-17 | 20
COC5 | 2210-4-COC5-SAL57AH001 | 2000226701 | C5SAL57AH001 | C5SAL57AH001 | TURBINE AREA-ROOF GRAVITY VENT | RMM | GMVENT | C | X | 202028391 |  | 000002587971 |  | ERP-MM-DC1 | 2011-12-17 | 20
COC5 | 2210-4-COC5-SAL58AH001 | 2000226709 | C5SAL58AH001 | C5SAL58AH001 | TURBINE AREA-ROOF GRAVITY VENT | RMM | GMVENT | C | X | 202028391 |  | 000002587975 |  | ERP-MM-DC1 | 2011-12-17 | 20
COC5 | 2210-4-COC5-SAL59AH001 | 2000226717 | C5SAL59AH001 | C5SAL59AH001 | TURBINE AREA-ROOF GRAVITY VENT | RMM | GMVENT | C | X | 202028391 |  | 000002587979 |  | ERP-MM-DC1 | 2011-12-17 | 20
COC5 | 2210-4-COC5-SAL60AH001 | 2000226725 | C5SAL60AH001 | C5SAL60AH001 | TURBINE AREA-ROOF GRAVITY VENT | RMM | GMVENT | C | X | 202028391 |  | 000002587993 |  | ERP-MM-DC1 | 2011-12-17 | 20
COC5 | 2210-4-COC5-SAL61AH001 | 2000226733 | C5SAL61AH001 | C5SAL61AH001 | TURBINE AREA-ROOF GRAVITY VENT | RMM | GMVENT | C | X | 202028391 |  | 000002587997 |  | ERP-MM-DC1 | 2011-12-17 | 20
COC5 | 2210-4-COC5-SAL62AH001 | 2000226741 | C5SAL62AH001 | C5SAL62AH001 | TURBINE AREA-ROOF GRAVITY VENT | RMM | GMVENT | C | X | 202028391 |  | 000002588011 |  | ERP-MM-DC1 | 2011-12-17 | 20
COC5 | 2210-4-COC5-SAL63AH001 | 2000226749 | C5SAL63AH001 | C5SAL63AH001 | TURBINE AREA-ROOF GRAVITY VENT | RMM | GMVENT | C | X | 202028391 |  | 000002588015 |  | ERP-MM-DC1 | 2011-12-17 | 20
COC5 | 2210-4-COC5-SAL64AH001 | 2000226757 | C5SAL64AH001 | C5SAL64AH001 | TURBINE AREA-ROOF GRAVITY VENT | RMM | GMVENT | C | X | 202028391 |  | 000002588019 |  | ERP-MM-DC1 | 2011-12-17 | 20
COC5 | 2210-4-COC5-SAL65AH001 | 2000226765 | C5SAL65AH001 | C5SAL65AH001 | TURBINE AREA-ROOF GRAVITY VENT | RMM | GMVENT | C | X | 202028391 |  | 000002588033 |  | ERP-MM-DC1 | 2011-12-17 | 20
COC5 | 2210-4-COC5-SAL66AH001 | 2000226773 | C5SAL66AH001 | C5SAL66AH001 | TURBINE AREA-ROOF GRAVITY VENT | RMM | GMVENT | C | X | 202028391 |  | 000002588037 |  | ERP-MM-DC1 | 2011-12-17 | 20
COC5 | 2210-4-COC5-SAL67AH001 | 2000226781 | C5SAL67AH001 | C5SAL67AH001 | TURBINE AREA-ROOF GRAVITY VENT | RMM | GMVENT | C | X | 202028391 |  | 000002588051 |  | ERP-MM-DC1 | 2011-12-17 | 20
COC5 | 2210-4-COC5-SAL71AH001 | 2000226789 | C5SAL71AH001 | C5SAL71AH001 | TURBINE AREA SUPPLY FAN SF-1 | RMM | GMFAN | B | X | 202028391 |  | 000002588055 |  | ERP-MM-DC1 | 2011-12-17 | 20
COC5 | 2210-4-COC5-SAL72AH001 | 2000226797 | C5SAL72AH001 | C5SAL72AH001 | TURBINE AREA SUPPLY FAN SF-2 | RMM | GMFAN | B | X | 202028391 |  | 000002588059 |  | ERP-MM-DC1 | 2011-12-17 | 20
COC5 | 2210-4-COC5-SAL73AH001 | 2000226805 | C5SAL73AH001 | C5SAL73AH001 | TURBINE AREA SUPPLY FAN SF-3 | RMM | GMFAN | B | X | 202028391 |  | 000002588063 |  | ERP-MM-DC1 | 2011-12-17 | 20
COC5 | 2210-4-COC5-SAL74AH001 | 2000226813 | C5SAL74AH001 | C5SAL74AH001 | TURBINE AREA SUPPLY FAN SF-4 | RMM | GMFAN | B | X | 202028391 |  | 000002588067 |  | ERP-MM-DC1 | 2011-12-17 | 20
COC5 | 2210-4-COC5-SAL75AH001 | 2000226821 | C5SAL75AH001 | C5SAL75AH001 | TURBINE AREA SUPPLY FAN SF-5 | RMM | GMFAN | B | X | 202028391 |  | 000002588091 |  | ERP-MM-DC1 | 2011-12-17 | 20
COC5 | 2210-4-COC5-SAL76AH001 | 2000226829 | C5SAL76AH001 | C5SAL76AH001 | TURBINE AREA SUPPLY FAN SF-6 | RMM | GMFAN | B | X | 202028391 |  | 000002588095 |  | ERP-MM-DC1 | 2011-12-17 | 20
COC5 | 2210-4-COC5-SAL77AH001 | 2000226837 | C5SAL77AH001 | C5SAL77AH001 | TURBINE AREA SUPPLY FAN SF-7 | RMM | GMFAN | B | X | 202028391 |  | 000002588099 |  | ERP-MM-DC1 | 2011-12-17 | 20
COC5 | 2210-4-COC5-SAL78AH001 | 2000226845 | C5SAL78AH001 | C5SAL78AH001 | TURBINE AREA SUPPLY FAN SF-8 | RMM | GMFAN | B | X | 202028391 |  | 000002588103 |  | ERP-MM-DC1 | 2011-12-17 | 20
COC5 | 2210-4-COC5-SAL79AH001 | 2000226853 | C5SAL79AH001 | C5SAL79AH001 | TURBINE AREA SUPPLY FAN SF-9 | RMM | GMFAN | B | X | 202028391 |  | 000002588107 |  | ERP-MM-DC1 | 2011-12-17 | 20
COC5 | 2210-4-COC5-SAL80AH001 | 2000226861 | C5SAL80AH001 | C5SAL80AH001 | TURBINE AREA SUPPLY FAN SF-10 | RMM | GMFAN | B | X | 202028391 |  | 000002588131 |  | ERP-MM-DC1 | 2011-12-17 | 20
COC5 | 2210-4-COC5-SAL81AH001 | 2000226869 | C5SAL81AH001 | C5SAL81AH001 | TURBINE AREA SUPPLY FAN SF-11 | RMM | GMFAN | B | X | 202028391 |  | 000002588135 |  | ERP-MM-DC1 | 2011-12-17 | 20
COC5 | 2210-4-COC5-SAL82AH001 | 2000226877 | C5SAL82AH001 | C5SAL82AH001 | TURBINE AREA SUPPLY FAN SF-12 | RMM | GMFAN | B | X | 202028391 |  | 000002588139 |  | ERP-MM-DC1 | 2011-12-17 | 20
COC5 | 2210-4-COC5-SAL83AH001 | 2000226885 | C5SAL83AH001 | C5SAL83AH001 | CT-20 F. HTR.RM.OUT.AIR SUPPLY FAN SF-17 | RMM | GMFAN | B | X | 202028391 |  | 000002588143 |  | ERP-MM-DC1 | 2011-12-17 | 20
COC5 | 2210-4-COC5-SAL84AH001 | 2000226893 | C5SAL84AH001 | C5SAL84AH001 | CT-20 F.HTR.RM. OUT.AIR SUPPLY FAN SF-14 | RMM | GMFAN | B | X | 202028391 |  | 000002588147 |  | ERP-MM-DC1 | 2011-12-17 | 20
COC5 | 2210-4-COC5-SAL85AH001 | 2000226901 | C5SAL85AH001 | C5SAL85AH001 | CT-20 F.HTR.RM.OUT.AIR SUPPLY FAN SF-15 | RMM | GMFAN | B | X | 202028391 |  | 000002588171 |  | ERP-MM-DC1 | 2011-12-17 | 20
COC5 | 2210-4-COC5-SAL86AH001 | 2000226909 | C5SAL86AH001 | C5SAL86AH001 | CT-20 F.HTR.RM.OUT.AIR SUPPLY FAN SF-16 | RMM | GMFAN | B | X | 202028391 |  | 000002588175 |  | ERP-MM-DC1 | 2011-12-17 | 20
COC5 | 2210-4-COC5-SAL87AH001 | 2000226917 | C5SAL87AH001 | C5SAL87AH001 | GENERATOR AUX.COMPTMT.VENTILATION FAN-A | RMM | GMFAN | B | X | 202028391 |  | 000002588179 |  | ERP-MM-DC1 | 2011-12-17 | 20
COC5 | 2210-4-COC5-SAL87AH002 | 2000226925 | C5SAL87AH002 | C5SAL87AH002 | GENERATOR AUX.COMPTMT.VENTILATION FAN-B | RMM | GMFAN | B | X | 202028391 |  | 000002588183 |  | ERP-MM-DC1 | 2011-12-17 | 20
COC5 | 2210-4-COC5-SAL87AH003 | 2000226933 | C5SAL87AH003 | C5SAL87AH003 | GENERATOR AUX.COMPTMT.VENTILATION FAN-C | RMM | GMFAN | B | X | 202028391 |  | 000002588187 |  | ERP-MM-DC1 | 2011-12-17 | 20
COC5 | 2210-4-COC5-SAL87AH004 | 2000226941 | C5SAL87AH004 | C5SAL87AH004 | GENERATOR AUX.COMPTMT.VENTILATION FAN-D | RMM | GMFAN | B | X | 202028391 |  | 000002588211 |  | ERP-MM-DC1 | 2011-12-17 | 20
COC5 | 2210-4-COC5-SAL87AH005 | 2000226949 | C5SAL87AH005 | C5SAL87AH005 | GENERATOR AUX.COMPTMT.VENTILATION FAN-E | RMM | GMFAN | B | X | 202028391 |  | 000002588215 |  | ERP-MM-DC1 | 2011-12-17 | 20
COC5 | 2210-4-COC5-SAL87AH006 | 2000226957 | C5SAL87AH006 | C5SAL87AH006 | GENERATOR AUX.COMPTMT.VENTILATION FAN-F | RMM | GMFAN | B | X | 202028391 |  | 000002588219 |  | ERP-MM-DC1 | 2011-12-17 | 20
COC5 | 2210-4-COC5-SAL87AH007 | 2000226965 | C5SAL87AH007 | C5SAL87AH007 | GENERATOR AUX.COMPTMT.VENTILATION FAN-G | RMM | GMFAN | B | X | 202028391 |  | 000002588223 |  | ERP-MM-DC1 | 2011-12-17 | 20
COC5 | 2210-4-COC5-SAL87AH008 | 2000226973 | C5SAL87AH008 | C5SAL87AH008 | GENERATOR AUX.COMPTMT.VENTILATION FAN-H | RMM | GMFAN | B | X | 202028391 |  | 000002588227 |  | ERP-MM-DC1 | 2011-12-17 | 20
COC5 | 2210-4-COC5-SAL92AH001 | 2000226981 | C5SAL92AH001 | C5SAL92AH001 | BATTERY ROOM EXHAUST FAN EF-1 | RMM | GMFAN | B | X | 202028391 |  | 000002588251 |  | ERP-MM-DC1 | 2011-12-17 | 20
COC5 | 2210-4-COC5-SAL93AH001 | 2000226989 | C5SAL93AH001 | C5SAL93AH001 | ABLUTION ROOM EXHAUST FAN | RMM | GMFAN | B | X | 202028391 |  | 000002588255 |  | ERP-MM-DC1 | 2011-12-17 | 20
COC5 | 2210-4-COC5-SAL94AH001 | 2000226997 | C5SAL94AH001 | C5SAL94AH001 | BATH ROOM EXHAUST FAN | RMM | GMFAN | B | X | 202028391 |  | 000002588259 |  | ERP-MM-DC1 | 2011-12-17 | 20
COC5 | 2210-4-COC5-SAL95AH001 | 2000227005 | C5SAL95AH001 | C5SAL95AH001 | KITCHEN EXHAUST FAN | RMM | GMFAN | B | X | 202028391 |  | 000002588263 |  | ERP-MM-DC1 | 2011-12-17 | 20
COC5 | 2210-4-COC5-SAL96AH001 | 2000227013 | C5SAL96AH001 | C5SAL96AH001 | BATTERY ROOM EXHAUST FAN | RMM | GMFAN | B | X | 202028391 |  | 000002588267 |  | ERP-MM-DC1 | 2011-12-17 | 20
COC5 | 2210-4-COC5-SAL97AH001 | 2000227021 | C5SAL97AH001 | C5SAL97AH001 | UPS ROOM EXHAUST FAN | RMM | GMFAN | B | X | 202028391 |  | 000002588291 |  | ERP-MM-DC1 | 2011-12-17 | 20
COC5 | 2210-4-COC5-SAL98AH001 | 2000227029 | C5SAL98AH001 | C5SAL98AH001 | MEETING ROOM SMOKE VENT FAN | RMM | GMFAN | B | X | 202028391 |  | 000002588295 |  | ERP-MM-DC1 | 2011-12-17 | 20
COC5 | 2210-4-COC5-SAL99GY001 | 2000227037 | C5SAL99GY001 | C5SAL99GY001 | HVAC PANEL DIESEL GENERATOR ROOM | RME | GEPANL | B | X | 202028391 |  | 000002588299 |  | ERP-MM-DC1 | 2011-12-17 | 20
COC5 | 2210-4-COC5-SAN01AA001 | 2000227045 | C5SAN01AA001 | C5SAN01AA001 | DIESEL GENERATOR AUTOMATIC VENT LOUVER#1 | RMM | GMDAMP | B | X | 202028391 |  | 000002588303 |  | ERP-MM-DC1 | 2011-12-17 | 20
COC5 | 2210-4-COC5-SAN01AH001 | 2000227053 | C5SAN01AH001 | C5SAN01AH001 | DIESEL GENERATOR VENT FAN #1 | RMM | GMFAN | B | X | 202028391 |  | 000002588307 |  | ERP-MM-DC1 | 2011-12-17 | 20
COC5 | 2210-4-COC5-SAN02AA001 | 2000227061 | C5SAN02AA001 | C5SAN02AA001 | DIESEL GENERATOR AUTOMATIC VENT LOUVER#2 | RMM | GMDAMP | B | X | 202028391 |  | 000002588331 |  | ERP-MM-DC1 | 2011-12-17 | 20
COC5 | 2210-4-COC5-SAN02AH001 | 2000227069 | C5SAN02AH001 | C5SAN02AH001 | DIESEL GENERATOR VENT FAN #2 | RMM | GMFAN | B | X | 202028391 |  | 000002588335 |  | ERP-MM-DC1 | 2011-12-17 | 20
COC5 | 2210-4-COC5-SAN03AA001 | 2000227077 | C5SAN03AA001 | C5SAN03AA001 | DIESEL GENERATOR AUTOMATIC VENT LOUVER#3 | RMM | GMDAMP | B | X | 202028391 |  | 000002588339 |  | ERP-MM-DC1 | 2011-12-17 | 20
COC5 | 2210-4-COC5-SAN03AH001 | 2000227085 | C5SAN03AH001 | C5SAN03AH001 | DIESEL GENERATOR VENT FAN #3 | RMM | GMFAN | B | X | 202028391 |  | 000002588343 |  | ERP-MM-DC1 | 2011-12-17 | 20
COC5 | 2210-4-COC5-SAN04AA001 | 2000227093 | C5SAN04AA001 | C5SAN04AA001 | D.GENERATOR LOUVER W/ PR.RELIEF DAMPER#4 | RMM | GMDAMP | B | X | 202028391 |  | 000002588347 |  | ERP-MM-DC1 | 2011-12-17 | 20
COC5 | 2210-4-COC5-SDA10AT001 | 2000227100 | C5SDA10AT001 | C5MBE10AT001 | WATER WASH TANK-OUTLET Y-STRAINER | RMM | GMSTRN | C | X | 202028391 |  | 000002588350 |  | ERP-MM-DC1 | 2011-12-17 | 20
COC5 | 2210-4-COC5-SDA10BB001 | 2000227108 | C5SDA10BB001 | C5MBE10BB001 | WATER WASH TANK 25 CU.METER | RMM | GMTANK | C | X | 202028391 |  | 000002588374 |  | ERP-MM-DC1 | 2011-12-17 | 20
COC5 | 2210-4-COC5-SDA10CT000 | 2000227116 | C5SDA10CT000 | C5MBE10TS000 | WATER WASH TANK-LOCAL INSTRUMENTS-GROUP | RMI | GIELMT | C | X | 202028391 |  | 000002588378 |  | ERP-MM-DC1 | 2011-12-17 | 20
COC5 | 2210-4-COC5-SDA20BB001 | 2000227124 | C5SDA20BB001 | C5MBE20BB001 | WATER WASH DETERGENT TANK 3 CU.M | RMM | GMTANK | C | X | 202028391 |  | 000002588382 |  | ERP-MM-DC1 | 2011-12-17 | 20
COC5 | 2210-4-COC5-SDA21AA301 | 2000227132 | C5SDA21AA301 | C5MBE21PSV02 | WAT.WASH.DETERGENT RETURN SAFETY VALVE | RMM | GMVL-RE | C | X | 202028391 |  | 000002588386 |  | ERP-MM-DC1 | 2011-12-17 | 20
COC5 | 2210-4-COC5-SDA21AP001 | 2000227141 | C5SDA21AP001 | C5MBE21AP001 | WATER WASH DETERGENT PUMP WITH MOTOR | RMM | GMPUMP | C | X | 202028391 |  | 000002588411 |  | ERP-MM-DC1 | 2011-12-17 | 20
COC5 | 2210-4-COC5-SDA21CF001 | 2000227149 | C5SDA21CF001 | C5MBE21FI01 | WAT.WASH.DETERGENT FLOW INDICATOR | RMI | GIIN-FL | C | X | 202028391 |  | 000002588415 |  | ERP-MM-DC1 | 2011-12-17 | 20
COC5 | 2210-4-COC5-SDA21CP001 | 2000227157 | C5SDA21CP001 | C5MBE21PI01 | WAT.WASH.DETERGENT PUMP DISCH.PR.INDICTR | RMI | GIIN-PR | C | X | 202028391 |  | 000002588419 |  | ERP-MM-DC1 | 2011-12-17 | 20
COC5 | 2210-4-COC5-SDA31AA701 | 2000227165 | C5SDA31AA701 | C5MBE31AA701 | WATER WASH PUMP-A SUCTION VALVE | RMM | GMVLVE | B | X | 202028391 |  | 000002588423 |  | ERP-MM-DC1 | 2011-12-17 | 20
COC5 | 2210-4-COC5-SDA31AA702 | 2000227173 | C5SDA31AA702 | C5MBE31AA702 | WATER WASH PUMP-A DISCHARGE VALVE | RMM | GMVLVE | B | X | 202028391 |  | 000002588427 |  | ERP-MM-DC1 | 2011-12-17 | 20
COC5 | 2210-4-COC5-SDA31AP001 | 2000227181 | C5SDA31AP001 | C5MBE31AP001 | WATER WASH PUMP-A | RMM | GMPUMP | B | X | 202028391 |  | 000002588451 |  | ERP-MM-DC1 | 2011-12-17 | 20
COC5 | 2210-4-COC5-SDA31AP001-M01 | 2000227189 | C5SDA31AP001-M01 | C5MBE31AP001M1 | WATER WASH PUMP-A MOTOR | RME | GEMOTR | B | X | 202028391 |  | 000002588455 |  | ERP-MM-DC1 | 2011-12-17 | 20
COC5 | 2210-4-COC5-SDA31BP001 | 2000227197 | C5SDA31BP001 | C5MBE31RO01 | WASH WATER PUMPS DISCH.RETN.REST ORIFICE | RMM | GMORFC | C | X | 202028391 |  | 000002588459 |  | ERP-MM-DC1 | 2011-12-17 | 20
COC5 | 2210-4-COC5-SDA31BR001 | 2000227205 | C5SDA31BR001 | C5MBE31BR001 | WASH WATER PUMPS SUCTION/DISCH.PIPING | RMM | GMPIPE | C | X | 202028391 |  | 000002588463 |  | ERP-MM-DC1 | 2011-12-17 | 20
COC5 | 2210-4-COC5-SDA31CF001 | 2000227213 | C5SDA31CF001 | C5MBE31FI01 | WASH WATER PUMPS DISCH.FLOW INDICATOR | RMI | GIIN-FL | C | X | 202028391 |  | 000002588467 |  | ERP-MM-DC1 | 2011-12-17 | 20
COC5 | 2210-4-COC5-SDA31CP001 | 2000227221 | C5SDA31CP001 | C5MBE31PSL01 | WASH WATER TANK OUTLET PRESS.SWITCH | RMI | GISW-CN | C | X | 202028391 |  | 000002588491 |  | ERP-DLGN-EAA | 2013-03-05 | 20
COC5 | 2210-4-COC5-SDA31CP002 | 2000227229 | C5SDA31CP002 | C5MBE31PI02 | WATER WASH PUMP-A DISCH.PRESS.INDICATOR | RMI | GIIN-PR | C | X | 202028391 |  | 000002588495 |  | ERP-MM-DC1 | 2011-12-17 | 20
COC5 | 2210-4-COC5-SDA31CP003 | 2000227237 | C5SDA31CP003 | C5MBE31PS03/04 | WASH WATER PUMPS DISCH.PR.SWITCH/INDCATR | RMI | GISW-CN | C | X | 202028391 |  | 000002588499 |  | ERP-DLGN-EAA | 2013-03-05 | 20
COC5 | 2210-4-COC5-SDA32AA701 | 2000227245 | C5SDA32AA701 | C5MBE32AA701 | WATER WASH PUMP-B SUCTION VALVE | RMM | GMVLVE | B | X | 202028391 |  | 000002588503 |  | ERP-MM-DC1 | 2011-12-17 | 20
COC5 | 2210-4-COC5-SDA32AA702 | 2000227253 | C5SDA32AA702 | C5MBE32AA702 | WATER WASH PUMP-B DISCHARGE VALVE | RMM | GMVLVE | B | X | 202028391 |  | 000002588507 |  | ERP-MM-DC1 | 2011-12-17 | 20
COC5 | 2210-4-COC5-SDA32AP001 | 2000227261 | C5SDA32AP001 | C5MBE32AP001 | WATER WASH PUMP-B | RMM | GMPUMP | B | X | 202028391 |  | 000002588531 |  | ERP-MM-DC1 | 2011-12-17 | 20
COC5 | 2210-4-COC5-SDA32AP001-M01 | 2000227269 | C5SDA32AP001-M01 | C5MBE32AP001M1 | WATER WASH PUMP-B MOTOR | RME | GEMOTR | B | X | 202028391 |  | 000002588535 |  | ERP-MM-DC1 | 2011-12-17 | 20
COC5 | 2210-4-COC5-SDA32CP002 | 2000227277 | C5SDA32CP002 | C5MBE32PI02 | WATER WASH PUMP-B DISCH.PRESS.INDICATOR | RMI | GIIN-PR | C | X | 202028391 |  | 000002588539 |  | ERP-MM-DC1 | 2011-12-17 | 20
COC5 | 2210-4-COC5-SDA45AA001 | 2000227285 | C5SDA45AA001 | C5GHC45PV01 | WASH WATER SUPPLY PRESSURE CONTROL VALVE | RMM | GMVL-BA | B | X | 202028391 |  | 000002588543 |  | ERP-MM-DC1 | 2011-12-17 | 20
COC5 | 2210-4-COC5-SDA45CP001 | 2000227293 | C5SDA45CP001 | C5GHC45PT01/PI | WASH WATER SUPPLY PR.TRANSMTR/INDICATOR | RMI | GIXM-DP | C | X | 202028391 |  | 000002588547 |  | ERP-MM-DC1 | 2011-12-17 | 20
COC5 | 2210-4-COC5-SDA70BB001 | 2000227301 | C5SDA70BB001 | C5MBE70BB001 | WATER WASH SUMP | RMM | GMCNDS | C | X | 202028391 |  | 000002588571 |  | ERP-MM-DC1 | 2011-12-17 | 20
COC5 | 2210-4-COC5-SDA71AA701 | 2000227309 | C5SDA71AA701 | C5MBE71AA701 | WATER WASH SUMP PUMP-A DISCH.VALVE | RMM | GMVLVE | B | X | 202028391 |  | 000002588575 |  | ERP-MM-DC1 | 2011-12-17 | 20
COC5 | 2210-4-COC5-SDA71AP001 | 2000227317 | C5SDA71AP001 | C5MBE71AP001 | WATER WASH SUMP PUMP-A WITH MOTOR | RMM | GMPUMP | B | X | 202028391 |  | 000002588579 |  | ERP-MM-DC1 | 2011-12-17 | 20
COC5 | 2210-4-COC5-SDA71CP001 | 2000227325 | C5SDA71CP001 | C5MBE71PI01 | WATER WASH SUMP PUMP-A DISCH.PR.INDICATR | RMI | GIIN-PR | B | X | 202028391 |  | 000002588583 |  | ERP-MM-DC1 | 2011-12-17 | 20
COC5 | 2210-4-COC5-SDA72AA701 | 2000227333 | C5SDA72AA701 | C5MBE72AA701 | WATER WASH SUMP PUMP-B DISCH.VALVE | RMM | GMVLVE | B | X | 202028391 |  | 000002588587 |  | ERP-MM-DC1 | 2011-12-17 | 20
COC5 | 2210-4-COC5-SDA72AP001 | 2000227341 | C5SDA72AP001 | C5MBE72AP001 | WATER WASH SUMP PUMP-B WITH MOTOR | RMM | GMPUMP | B | X | 202028391 |  | 000002588611 |  | ERP-MM-DC1 | 2011-12-17 | 20
COC5 | 2210-4-COC5-SDA72CP001 | 2000227349 | C5SDA72CP001 | C5MBE72PI01 | WATER SUMP PUMP-B DISCH.PR.INDICATR | RMI | GIIN-PR | B | X | 202028391 |  | 000002588615 |  | ERP-MM-DC1 | 2011-12-17 | 20
COC5 | 2210-4-COC5-SDA80BB001 | 2000227357 | C5SDA80BB001 | C5MBE80BB001 | WATER WASH DRAIN TANK | RMM | GMTANK | C | X | 202028391 |  | 000002588619 |  | ERP-MM-DC1 | 2011-12-17 | 20
COC5 | 2210-4-COC5-SDA80BR001 | 2000227365 | C5SDA80BR001 | C5GHC825 | WATER WASH WASTE DRAIN PIPING | RMM | GMPIPE | C | X | 202028391 |  | 000002588623 |  | ERP-MM-DC1 | 2011-12-17 | 20
COC5 | 2210-4-COC5-SDA80CL000 | 2000227373 | C5SDA80CL000 | C5MBE80CL000 | WATER WASH DRAIN TANK-LOCAL INSTRMNTS | RMI | GIELMT | C | X | 202028391 |  | 000002588627 |  | ERP-MM-DC1 | 2011-12-17 | 20
COC5 | 2210-4-COC5-SDA91AP001 | 2000227381 | C5SDA91AP001 | C5MBE91AP001 | WATER WASH DRAIN PUMP WITH MOTOR | RMM | GMPUMP | B | X | 202028391 |  | 000002588651 |  | ERP-MM-DC1 | 2011-12-17 | 20
COC5 | 2210-4-COC5-SDA91AT001 | 2000227389 | C5SDA91AT001 | C5MBE91AT001 | WATER WASH DRAIN PUMP SUCTN.Y.STRAINER | RMM | GMSTRN | C | X | 202028391 |  | 000002588655 |  | ERP-MM-DC1 | 2011-12-17 | 20
COC5 | 2210-4-COC5-SDA91CP001 | 2000227397 | C5SDA91CP001 | C5MBE91PI01 | WATER WASH DRAIN PUMP DISCH PR.INDICATOR | RMI | GIIN-PR | C | X | 202028391 |  | 000002588659 |  | ERP-MM-DC1 | 2011-12-17 | 20
COC5 | 2210-4-COC5-SGA35AA002 | 2000227405 | C5SGA35AA002 | C5SGA35XV02 | FIRE WATER SYS.STEP-UP TRAFO.DELUGE V/V | RMM | GMVLVE | C | X | 202028391 |  | 000002588663 |  | ERP-MM-DC1 | 2011-12-17 | 20
COC5 | 2210-4-COC5-SGA35AA004 | 2000227413 | C5SGA35AA004 | C5SGA35XV04 | FIRE WATER SYS.AUX.TRAFO(PAIR)DELUGE V/V | RMM | GMVLVE | C | X | 202028391 |  | 000002588667 |  | ERP-MM-DC1 | 2011-12-17 | 20
COC5 | 2210-4-COC5-SGA35AA008 | 2000227421 | C5SGA35AA008 | C5SGA35XV08 | FIRE WATER SYS.AUX.TRAFO(PAIR)DELUGE V/V | RMM | GMVLVE | C | X | 202028391 |  | 000002588691 |  | ERP-MM-DC1 | 2011-12-17 | 20
COC5 | 2210-4-COC5-SGA35AA010 | 2000227429 | C5SGA35AA010 | C5SA35XV10 | FIRE WATER SYS.FO.HTR.SKID #17 DELGE.V/V | RMM | GMVLVE | C | X | 202028391 |  | 000002588695 |  | ERP-MM-DC1 | 2011-12-17 | 20
COC5 | 2210-4-COC5-SGA35AA012 | 2000227437 | C5SGA35AA012 | C5SGA35XV12 | FIRE WAT.SYS.BLR.FW PUMP #211 DELUGE V/V | RMM | GMVLVE | C | X | 202028391 |  | 000002588699 |  | ERP-MM-DC1 | 2011-12-17 | 20
COC5 | 2210-4-COC5-SGA35AA014 | 2000227445 | C5SGA35AA014 | C5SGA35XV14 | FIRE WATER SYS.FO.HTR.SKID #18 DELGE.V/V | RMM | GMVLVE | C | X | 202028391 |  | 000002588703 |  | ERP-MM-DC1 | 2011-12-17 | 20
COC5 | 2210-4-COC5-SGA35AA016 | 2000227453 | C5SGA35AA016 | C5SGA35XV16 | FIRE WAT.SYS.BLR.FW PUMP #212 DELUGE V/V | RMM | GMVLVE | C | X | 202028391 |  | 000002588707 |  | ERP-MM-DC1 | 2011-12-17 | 20
COC5 | 2210-4-COC5-SGA35AA018 | 2000227461 | C5SGA35AA018 | C5SGA35XV18 | FIRE WATER SYS.FO.HTR.SKID #19 DELGE.V/V | RMM | GMVLVE | C | X | 202028391 |  | 000002588731 |  | ERP-MM-DC1 | 2011-12-17 | 20
COC5 | 2210-4-COC5-SGA35AA020 | 2000227469 | C5SGA35AA020 | C5SGA35XV20 | FIRE WAT.SYS.BLR.FW PUMP #213 DELUGE V/V | RMM | GMVLVE | C | X | 202028391 |  | 000002588735 |  | ERP-MM-DC1 | 2011-12-17 | 20
COC5 | 2210-4-COC5-SGA35AA022 | 2000227477 | C5SGA35AA022 | C5SGA35XV22 | FIRE WATER SYS.FO.HTR.SKID #20 DELGE.V/V | RMM | GMVLVE | C | X | 202028391 |  | 000002588739 |  | ERP-MM-DC1 | 2011-12-17 | 20
COC5 | 2210-4-COC5-SGA35AA024 | 2000227485 | C5SGA35AA024 | C5SGA35XV24 | FIRE WAT.SYS.BLR.FW PUMP #214 DELUGE V/V | RMM | GMVLVE | C | X | 202028391 |  | 000002588743 |  | ERP-MM-DC1 | 2011-12-17 | 20
COC5 | 2210-4-COC5-SGA35AA026 | 2000227493 | C5SGA35AA026 | C5SGA35XV26 | FIRE WATER SYS.STEP-UP TRAFO DELUGE V/V | RMM | GMVLVE | C | X | 202028391 |  | 000002588747 |  | ERP-MM-DC1 | 2011-12-17 | 20
COC5 | 2210-4-COC5-SGA35AA028 | 2000227501 | C5SGA35AA028 | C5SGA35XV28 | FIRE WATER SYS.STEP-UP TRAFO.DELUGE V/V | RMM | GMVLVE | C | X | 202028391 |  | 000002588771 |  | ERP-MM-DC1 | 2011-12-17 | 20
COC5 | 2210-4-COC5-SGA35BR001 | 2000227509 | C5SGA35BR001 | C5SGA35BR001 | FIRE WATER SYSTEM PIPING | RMM | GMPIPE | C | X | 202028391 |  | 000002588775 |  | ERP-MM-DC1 | 2011-12-17 | 20
COC5 | 2210-4-COC5-SGA35BR010 | 2000227517 | C5SGA35BR010 | C5SGA35BR010 | FIRE WATER HYDRANT IN COMB.TURBINE AREA | RMM | GMHYDR | C | X | 202028391 |  | 000002588779 |  | ERP-MM-DC1 | 2011-12-17 | 20
COC5 | 2210-4-COC5-SGA35BR020 | 2000227526 | C5SGA35BR020 | C5SGA35BR020 | FIRE WATER HYDRANT CW INTAKE PUMP AREA | RMM | GMHYDR | C | X | 202028391 |  | 000002588784 |  | ERP-MM-DC1 | 2011-12-17 | 20
COC5 | 2210-4-COC5-SGA35BR030 | 2000227533 | C5SGA35BR030 | C5SGA35BR030 | FIRE WATER HYDRANT ST.TURBINE AREA | RMM | GMHYDR | C | X | 202028391 |  | 000002588787 |  | ERP-MM-DC1 | 2011-12-17 | 20
COC5 | 2210-4-COC5-SGA35BR040 | 2000227541 | C5SGA35BR040 | C5SGA35BR040 | FIRE WATER HYDRANT CONTROL ROOM | RMM | GMHYDR | C | X | 202028391 |  | 000002588811 |  | ERP-MM-DC1 | 2011-12-17 | 20
COC5 | 2210-4-COC5-SGC35 | 2000227549 | C5SGC35 | C5SGA35 | DELUGE SYSTEM |  |  | C | X | 202028391 |  | 000002588815 |  | ERP-MM-DC1 | 2011-12-17 | 20
COC5 | 2210-4-COC5-SGF11AA000 | 2000227557 | C5SGF11AA000 | C5SGF11AA000 | LOW EXPANSION FOAM SYSTEM-VALVES | RMM | GMVLVE | C | X | 202028391 |  | 000002588819 |  | ERP-MM-DC1 | 2011-12-17 | 20
COC5 | 2210-4-COC5-SGF11AA001 | 2000227565 | C5SGF11AA001 | C5SGF11XV01 | FOAM PUMP-A DISCH.FIRE WATER SUPLY.VALVE | RMM | GMVLVE | C | X | 202028391 |  | 000002588823 |  | ERP-MM-DC1 | 2011-12-17 | 20
COC5 | 2210-4-COC5-SGF11AA002 | 2000227573 | C5SGF11AA002 | C5SGF11XV02 | TURB.BLD.LUBE OIL AREA.FOAM SYS.DELG.V/V | RMM | GMVLVE | C | X | 202028391 |  | 000002588827 |  | ERP-MM-DC1 | 2011-12-17 | 20
COC5 | 2210-4-COC5-SGF11AA010 | 2000227581 | C5SGF11AA010 | C5SGF11AA010 | FOAM PUMP-A DISCH.AUTO.CONC.CONTROLLER | RMM | GMVL-BA | C | X | 202028391 |  | 000002588851 |  | ERP-MM-DC1 | 2011-12-17 | 20
COC5 | 2210-4-COC5-SGF11AH001 | 2000227589 | C5SGF11AH001 | C5WALLMNTA/C | WALL MOUNTED AIRCONDITIONER#1 | RMM | GMACU | C | X | 202028391 |  | 000002588855 |  | ERP-MM-DC1 | 2011-12-17 | 20
COC5 | 2210-4-COC5-SGF11AH002 | 2000227597 | C5SGF11AH002 | C5WALLMNTA/C2 | WALL MOUNTED AIRCONDITIONER #2 | RMM | GMACU | C | X | 202028391 |  | 000002588859 |  | ERP-MM-DC1 | 2011-12-17 | 20
COC5 | 2210-4-COC5-SGF11BR001 | 2000227605 | C5SGF11BR001 | C5SGF11BR001 | LOW EXPANSION FOAM SYSTEM |  |  | C | X | 202028391 |  | 000002588863 |  | ERP-MM-DC1 | 2011-12-17 | 20
COC5 | 2210-4-COC5-SGF11GH001 | 2000227613 | C5SGF11GH001 | C5SGF11GH001 | FOAM SYSTEM CONTROL PANEL | RME | GEPANL | C | X | 202028391 |  | 000002588867 |  | ERP-MM-DC1 | 2011-12-17 | 20
COC5 | 2210-4-COC5-SGF12AA000 | 2000227621 | C5SGF12AA000 | C5SGF12AA000 | LOW EXPANSION FOAM SYSTEM-VALVES | RMM | GMVLVE | C | X | 202028391 |  | 000002588891 |  | ERP-MM-DC1 | 2011-12-17 | 20
COC5 | 2210-4-COC5-SGF12AA001 | 2000227630 | C5SGF12AA001 | C5SGF12XV01 | FOAM PUMP-B DISCH.FIRE WATER SUPLY.VALVE | RMM | GMVLVE | C | X | 202028391 |  | 000002588896 |  | ERP-MM-DC1 | 2011-12-17 | 20
COC5 | 2210-4-COC5-SGF12AA010 | 2000227638 | C5SGF12AA010 | C5SGF12AA010 | FOAM PUMP-B DISCH.AUTO.CONC.CONTROLLER | RMM | GMVL-BA | C | X | 202028391 |  | 000002588900 |  | ERP-MM-DC1 | 2011-12-17 | 20
COC5 | 2210-4-COC5-SGF12BR001 | 2000227646 | C5SGF12BR001 | C5SGF12BR001 | LOW EXPANSION FOAM SYSTEM |  |  | C | X | 202028391 |  | 000002588904 |  | ERP-MM-DC1 | 2011-12-17 | 20
COC5 | 2210-4-COC5-SGF12GH001 | 2000227654 | C5SGF12GH001 | C5SGF12GH001 | FOAM SYSTEM CONTROL PANEL | RME | GEPANL | C | X | 202028391 |  | 000002588908 |  | ERP-MM-DC1 | 2011-12-17 | 20
COC5 | 2210-4-COC5-SGF13AA000 | 2000227662 | C5SGF13AA000 | C5SGF13AA000 | LOW EXPANSION FOAM SYSTEM-VALVES | RMM | GMVLVE | C | X | 202028391 |  | 000002588932 |  | ERP-MM-DC1 | 2011-12-17 | 20
COC5 | 2210-4-COC5-SGF13AA001 | 2000227670 | C5SGF13AA001 | C5SGF13XV01 | FOAM PUMP-C DISCH.FIRE WATER SUPLY.VALVE | RMM | GMVLVE | C | X | 202028391 |  | 000002588936 |  | ERP-MM-DC1 | 2011-12-17 | 20
COC5 | 2210-4-COC5-SGF13AA010 | 2000227678 | C5SGF13AA010 | C5SGF13AA010 | FOAM PUMP-C DISCH.AUTO.CONC.CONTROLLER | RMM | GMVL-BA | C | X | 202028391 |  | 000002588940 |  | ERP-MM-DC1 | 2011-12-17 | 20
COC5 | 2210-4-COC5-SGF13BR001 | 2000227686 | C5SGF13BR001 | C5SGF13BR001 | LOW EXPANSION FOAM SYSTEM |  |  | C | X | 202028391 |  | 000002588944 |  | ERP-MM-DC1 | 2011-12-17 | 20
COC5 | 2210-4-COC5-SGF13GH001 | 2000227694 | C5SGF13GH001 | C5SGF13GH001 | FOAM SYSTEM CONTROL PANEL | RME | GEPANL | C | X | 202028391 |  | 000002588948 |  | ERP-MM-DC1 | 2011-12-17 | 20
COC5 | 2210-4-COC5-SGF21BB001 | 2000227702 | C5SGF21BB001 | C5SGF21BB001 | FOAM CONCENTRATE TANK-A | RMM | GMTANK | C | X | 202028391 |  | 000002588972 |  | ERP-MM-DC1 | 2011-12-17 | 20
COC5 | 2210-4-COC5-SGF22BB001 | 2000227710 | C5SGF22BB001 | C5SGF22BB001 | FOAM CONCENTRATE TANK-B | RMM | GMTANK | C | X | 202028391 |  | 000002588976 |  | ERP-MM-DC1 | 2011-12-17 | 20
COC5 | 2210-4-COC5-SGF23BB001 | 2000227718 | C5SGF23BB001 | C5SGF23BB001 | FOAM CONCENTRATE TANK-C | RMM | GMTANK | C | X | 202028391 |  | 000002588980 |  | ERP-MM-DC1 | 2011-12-17 | 20
COC5 | 2210-4-COC5-SGF31AA001 | 2000227726 | C5SGF31AA001 | C5SGF31XV01 | FOAM RETURN TO TANK-A ISOLATION VALVE | RMM | GMVL-BA | C | X | 202028391 |  | 000002588984 |  | ERP-MM-DC1 | 2011-12-17 | 20
COC5 | 2210-4-COC5-SGF31AA002 | 2000227734 | C5SGF31AA002 | C5SGF31XV02 | FOAM CONC.PUMP-A DISCHARGE VALVE | RMM | GMVL-BA | C | X | 202028391 |  | 000002588988 |  | ERP-MM-DC1 | 2011-12-17 | 20
COC5 | 2210-4-COC5-SGF31AA301 | 2000227742 | C5SGF31AA301 | C5SGF31PSV02 | FOAM PUMP-A DISCH.PR.SAFETY RELIEF VALVE | RMM | GMVL-RE | C | X | 202028391 |  | 000002589012 |  | ERP-MM-DC1 | 2011-12-17 | 20
COC5 | 2210-4-COC5-SGF31AP001 | 2000227750 | C5SGF31AP001 | C5SGF31AP001 | FOAM CONCENTRATE PUMP-A | RMM | GMPUMP | C | X | 202028391 |  | 000002589016 |  | ERP-MM-DC1 | 2011-12-17 | 20
COC5 | 2210-4-COC5-SGF31AP001-M01 | 2000227758 | C5SGF31AP001-M01 | C5SGF31AP001M1 | FOAM CONCENTRATE PUMP-A MOTOR | RME | GEMOTR | C | X | 202028391 |  | 000002589020 |  | ERP-MM-DC1 | 2011-12-17 | 20
COC5 | 2210-4-COC5-SGF31AT001 | 2000227766 | C5SGF31AT001 | C5SGF31AT001 | FOAM CONC.PUMP-A SUCTION Y-STRAINER | RMM | GMSTRN | C | X | 202028391 |  | 000002589024 |  | ERP-MM-DC1 | 2011-12-17 | 20
COC5 | 2210-4-COC5-SGF31CP001 | 2000227774 | C5SGF31CP001 | C5SGF31PI01 | FOAM PUMP-A SUCTION PRESS.INDICATOR | RMI | GIIN-PR | C | X | 202028391 |  | 000002589028 |  | ERP-MM-DC1 | 2011-12-17 | 20
COC5 | 2210-4-COC5-SGF31CP003 | 2000227782 | C5SGF31CP003 | C5SGF31PD103 | FOAM PUMP-A DISCH DIFF.PRESS INDICATOR | RMI | GIIN-PR | C | X | 202028391 |  | 000002589052 |  | ERP-MM-DC1 | 2011-12-17 | 20
COC5 | 2210-4-COC5-SGF32AA001 | 2000227790 | C5SGF32AA001 | C5SGF32XV01 | FOAM RETURN TO TANK-B ISOLATION VALVE | RMM | GMVL-BA | C | X | 202028391 |  | 000002589056 |  | ERP-MM-DC1 | 2011-12-17 | 20
COC5 | 2210-4-COC5-SGF32AA002 | 2000227798 | C5SGF32AA002 | C5SGF32XV02 | FOAM CONC.PUMP-B DISCHARGE VLAVE | RMM | GMVL-BA | C | X | 202028391 |  | 000002589060 |  | ERP-MM-DC1 | 2011-12-17 | 20
COC5 | 2210-4-COC5-SGF32AA301 | 2000227806 | C5SGF32AA301 | C5SGF32PSV02 | FOAM PUMP-B DISCH.PR.SAFETY RELIEF VALVE | RMM | GMVL-RE | C | X | 202028391 |  | 000002589064 |  | ERP-MM-DC1 | 2011-12-17 | 20
COC5 | 2210-4-COC5-SGF32AP001 | 2000227814 | C5SGF32AP001 | C5SGF32AP001 | FOAM CONCENTRATE PUMP-B | RMM | GMPUMP | C | X | 202028391 |  | 000002589068 |  | ERP-MM-DC1 | 2011-12-17 | 20
COC5 | 2210-4-COC5-SGF32AP001-M01 | 2000227822 | C5SGF32AP001-M01 | C5SGF32AP001M1 | FOAM CONCENTRATE PUMP-B MOTOR | RME | GEMOTR | C | X | 202028391 |  | 000002589092 |  | ERP-MM-DC1 | 2011-12-17 | 20
COC5 | 2210-4-COC5-SGF32AT001 | 2000227830 | C5SGF32AT001 | C5SGF32AT001 | FOAM CONC.PUMP-B SUCTION Y-STRAINER | RMM | GMSTRN | C | X | 202028391 |  | 000002589096 |  | ERP-MM-DC1 | 2011-12-17 | 20
COC5 | 2210-4-COC5-SGF32CP001 | 2000227838 | C5SGF32CP001 | C5SGF32PI01 | FOAM PUMP-B SUCTION PRESS.INDICATOR | RMI | GIIN-PR | C | X | 202028391 |  | 000002589100 |  | ERP-MM-DC1 | 2011-12-17 | 20
COC5 | 2210-4-COC5-SGF32CP003 | 2000227846 | C5SGF32CP003 | C5SGF32PD103 | FOAM PUMP-B FISCH DIFF.PRESS INDICATOR | RMI | GIIN-PR | C | X | 202028391 |  | 000002589104 |  | ERP-MM-DC1 | 2011-12-17 | 20
COC5 | 2210-4-COC5-SGF33AA001 | 2000227854 | C5SGF33AA001 | C5SGF33XV01 | FOAM RETURN TO TANK-C ISOLATION VALVE | RMM | GMVL-BA | C | X | 202028391 |  | 000002589108 |  | ERP-MM-DC1 | 2011-12-17 | 20
COC5 | 2210-4-COC5-SGF33AA002 | 2000227862 | C5SGF33AA002 | C5SGF33XV02 | FOAM CONC.PUMP-C DISCHARGE VALVE | RMM | GMVL-BA | C | X | 202028391 |  | 000002589132 |  | ERP-MM-DC1 | 2011-12-17 | 20
COC5 | 2210-4-COC5-SGF33AA301 | 2000227870 | C5SGF33AA301 | C5SGF33PSV02 | FOAM PUMP-C DISCH.PR.SAFETY RELIEF VALVE | RMM | GMVL-RE | C | X | 202028391 |  | 000002589136 |  | ERP-MM-DC1 | 2011-12-17 | 20
COC5 | 2210-4-COC5-SGF33AP001 | 2000227878 | C5SGF33AP001 | C5SGF33AP001 | FOAM CONCENTRATE PUMP-C | RMM | GMPUMP | C | X | 202028391 |  | 000002589140 |  | ERP-MM-DC1 | 2011-12-17 | 20
COC5 | 2210-4-COC5-SGF33AP001-M01 | 2000227886 | C5SGF33AP001-M01 | C5SGF33AP001M1 | FOAM CONCENTRATE PUMP-C MOTOR | RME | GEMOTR | C | X | 202028391 |  | 000002589144 |  | ERP-MM-DC1 | 2011-12-17 | 20
COC5 | 2210-4-COC5-SGF33AT001 | 2000227894 | C5SGF33AT001 | C5SGF33AT001 | FOAM CONC.PUMP-C SUCTION Y-STRAINER | RMM | GMSTRN | C | X | 202028391 |  | 000002589148 |  | ERP-MM-DC1 | 2011-12-17 | 20
COC5 | 2210-4-COC5-SGF33CP001 | 2000227902 | C5SGF33CP001 | C5SGF33PI01 | FOAM PUMP-C SUCTION PRESS.INDICATOR | RMI | GIIN-PR | C | X | 202028391 |  | 000002589172 |  | ERP-MM-DC1 | 2011-12-17 | 20
COC5 | 2210-4-COC5-SGF33CP003 | 2000227910 | C5SGF33CP003 | C5SGF33PD103 | FOAM PUMP-C DISCH.DIFF.PRESS INDICATOR | RMI | GIIN-PR | C | X | 202028391 |  | 000002589176 |  | ERP-MM-DC1 | 2011-12-17 | 20
COC5 | 2210-4-COC5-SGF35AA001 | 2000227918 | C5SGF35AA001 | C5SGF35XV01 | DIST.FUEL TANK AUTO.DELUGE VALVE-1 | RMM | GMVLVE | C | X | 202028391 |  | 000002589180 |  | ERP-MM-DC1 | 2011-12-17 | 20
COC5 | 2210-4-COC5-SGF35AA004 | 2000227926 | C5SGF35AA004 | C5SGF35XV04 | FUEL OIL FORW.PUMP AREA FOAM SYS.DEL.V/V | RMM | GMVLVE | C | X | 202028391 |  | 000002589184 |  | ERP-MM-DC1 | 2011-12-17 | 20
COC5 | 2210-4-COC5-SGF35AA007 | 2000227934 | C5SGF35AA007 | C5SGF35XV07 | DIST.FUEL TANK AUTO.DELUGE VALVE-2 | RMM | GMVLVE | C | X | 202028391 |  | 000002589188 |  | ERP-MM-DC1 | 2011-12-17 | 20
COC5 | 2210-4-COC5-SGF36AA002 | 2000227942 | C5SGF36AA002 | C5SGF36XV02 | DIST.OIL FORW.PMP.AREA FOAM SYS.DELG.V/V | RMM | GMVLVE | C | X | 202028391 |  | 000002589212 |  | ERP-MM-DC1 | 2011-12-17 | 20
COC5 | 2210-4-COC5-SGF36AA003 | 2000227950 | C5SGF36AA003 | C5SGF36XV03 | CR.FOTP.AREA FOAM SYSTEM DELUGE VALVE | RMM | GMVLVE | C | X | 202028391 |  | 000002589216 |  | ERP-MM-DC1 | 2011-12-17 | 20
COC5 | 2210-4-COC5-SGK | 2000227958 | C5SGK | C5SGK | FM200 HALON GAS SYSTEM |  |  | C | X | 202028391 |  | 000002589220 |  | ERP-MM-DC1 | 2011-12-17 | 20
COC5 | 2210-4-COC5-SGK10BB001 | 2000227966 | C5SGK10BB001 | C5SGK10BB001 | FM200 CYLINDER | RMM | GMCYLN | C | X | 202028391 |  | 000002589224 |  | ERP-MM-DC1 | 2011-12-17 | 20
COC5 | 2210-4-COC5-SGY70GH001 | 2000227974 | C5SGY70GH001 | C5SGY70GH001 | FIRE MIMIC PANEL | RME | GEPANL | C | X | 202028391 |  | 000002589228 |  | ERP-MM-DC1 | 2011-12-17 | 20
COC5 | 2210-4-COC5-SMD01 | 2000227982 | C5SMD01 | C5SMA01 | DIESEL GENERATOR BUILDING HOIST & MOTOR | RMM | GMHOST | C | X | 202028391 |  | 000002589252 |  | ERP-MM-DC1 | 2011-12-17 | 20
COC5 | 2210-4-COC5-SMM01AE001 | 2000227990 | C5SMM01AE001 | 215MA01AE001 | TURBINE BLDG.EXTENSION LOW HOIST | RMM | GMHOST | C | X | 202028391 |  | 000002589256 |  | ERP-MM-DC1 | 2011-12-17 | 20
COC5 | 2210-4-COC5-SMM02AE001 | 2000227998 | C5SMM02AE001 | 215MA02AE001 | TURBINE BLDG.EXTENSION HIGH HOIST | RMM | GMHOST | C | X | 202028391 |  | 000002589260 |  | ERP-MM-DC1 | 2011-12-17 | 20
COC5 | 2210-4-COC5-SMM03AE001 | 2000228006 | C5SMM03AE001 | 2188MH-1 | SELF CLEANG.I/L FILTER COMPT.HOIST&MOTOR | RMM | GMHOST | C | X | 202028391 |  | 000002589264 |  | ERP-MM-DC1 | 2011-12-17 | 20
COC5 | 2210-4-COC5-SMM05AE001 | 2000228014 | C5SMM05AE001 | C5SMM05AE001 | BRIDGE CRANE-2.5 TONNE | RMM | GMCRNE | C | X | 202028391 |  | 000002589268 |  | ERP-MM-DC1 | 2011-12-17 | 20
COC5 | 2210-4-COC5-SMM10AE001 | 2000228022 | C5SMM10AE001 | C5SMM10AE001 | 2.5 TONNE HOIST | RMM | GMHOST | C | X | 202028391 |  | 000002589292 |  | ERP-MM-DC1 | 2011-12-17 | 20
COC5 | 2210-4-COC5-SMM10AE001-M01 | 2000228030 | C5SMM10AE001-M01 | C5SMM10AE001M1 | 2.5 TONNE HOISTING MOTOR | RME | GEMOTR | C | X | 202028391 |  | 000002589296 |  | ERP-MM-DC1 | 2011-12-17 | 20
COC5 | 2210-4-COC5-SMM20AE001-M01 | 2000228038 | C5SMM20AE001-M01 | C5SMM20AE001M1 | 2.5 TONNE TROLLEY MOTOR | RME | GEMOTR | C | X | 202028391 |  | 000002589300 |  | ERP-MM-DC1 | 2011-12-17 | 20
COC5 | 2210-4-COC5-SMM30AE001-M01 | 2000228046 | C5SMM30AE001-M01 | C5SMM30AE001M1 | 2.5 TONNE TRAVEL MOTOR | RME | GEMOTR | C | X | 202028391 |  | 000002589304 |  | ERP-MM-DC1 | 2011-12-17 | 20
COC5 | 2210-4-COC5-SMM40AE001 | 2000228054 | C5SMM40AE001 | C5SMM40AE001 | BRIDGE CRANE - 40/15 TONNE | RMM | GMCRNE | C | X | 202028391 |  | 000002589308 |  | ERP-MM-DC1 | 2011-12-17 | 20
COC5 | 2210-4-COC5-SMM50AE001 | 2000228062 | C5SMM50AE001 | C5SMM50AE001 | 40 TONNE HOIST | RMM | GMHOST | C | X | 202028391 |  | 000002589332 |  | ERP-MM-DC1 | 2011-12-17 | 20
COC5 | 2210-4-COC5-SMM50AE001-M01 | 2000228070 | C5SMM50AE001-M01 | C5SMM50AE001M1 | 40 TONNE HOISTING MOTOR | RME | GEMOTR | C | X | 202028391 |  | 000002589336 |  | ERP-MM-DC1 | 2011-12-17 | 20
COC5 | 2210-4-COC5-SMM60AE001 | 2000228078 | C5SMM60AE001 | C5SMM60AE001 | 15 TONNE HOIST | RMM | GMHOST | C | X | 202028391 |  | 000002589340 |  | ERP-MM-DC1 | 2011-12-17 | 20
COC5 | 2210-4-COC5-SMM60AE001-M01 | 2000228086 | C5SMM60AE001-M01 | C5SMM60AE001M1 | 15 TONNE HOISTING MOTOR | RME | GEMOTR | C | X | 202028391 |  | 000002589344 |  | ERP-MM-DC1 | 2011-12-17 | 20
COC5 | 2210-4-COC5-SMM70AE001-M01 | 2000228094 | C5SMM70AE001-M01 | C5SMM70AE001M1 | 40/15 TONNE TROLLEY MOTOR | RME | GEMOTR | C | X | 202028391 |  | 000002589348 |  | ERP-MM-DC1 | 2011-12-17 | 20
COC5 | 2210-4-COC5-SMM80AE001-M01 | 2000228102 | C5SMM80AE001-M01 | C5SMM80AE001M1 | 40/15 TONNE TRAVEL MOTOR | RME | GEMOTR | C | X | 202028391 |  | 000002589372 |  | ERP-MM-DC1 | 2011-12-17 | 20
COC5 | 2210-4-COC5-SMM90AE001-M01 | 2000228110 | C5SMM90AE001-M01 | C5SMM90AE001M1 | 40/15 TONNE TRAVEL MOTOR | RME | GEMOTR | C | X | 202028391 |  | 000002589376 |  | ERP-MM-DC1 | 2011-12-17 | 20
COC5 | 2210-4-COC5-SMT05AE001 | 2000228118 | C5SMT05AE001 | C5SMT05AE001 | 5 TONNE CRANE AT COTP | RMM | GMCRNE | C | X | 202028391 |  | 000002589380 |  | ERP-MM-DC1 | 2011-12-17 | 20
COC5 | 2210-4-COC5-SMT40AE001 | 2000228126 | C5SMT40AE001 | C5SMT40AE001 | BRIDGE CRANE 40/15 TONNE | RMM | GMCRNE | C | X | 202028391 |  | 000002589384 |  | ERP-MM-DC1 | 2011-12-17 | 20
COC5 | 2210-4-COC5-SRC10 | 2000228134 | C5SRC10 | C5SRC10 | GE WORKSHOP EQUIPMENT |  |  | C | X | 202028391 |  | 000002589388 |  | ERP-MM-DC1 | 2011-12-17 | 20
COC5 | 2210-4-COC5-SRG10 | 2000228142 | C5SRG10 | C5CC3LAB | CC3 LABORATORY EQUIPMENTS. |  |  | C | X | 202028391 |  | 000002589412 |  | ERP-MM-DC1 | 2011-12-17 | 20
COC5 | 2210-4-COC5-UBN10 | 2000228150 | C5UBN10 | C5UBN10 | DIESEL GENERATOR BUILDING |  | GCBUILD | C | X | 202028392 |  | 000002589416 |  | ERP-MM-DC1 | 2011-12-17 | 20
COC5 | 2210-4-COC5-UCA10 | 2000228158 | C5UCA10 | C5UCA10 | CONTROL ROOM BUILDING STRUCTURE |  | GCBUILD | C | X | 202028392 |  | 000002589420 |  | ERP-MM-DC1 | 2011-12-17 | 20
COC5 | 2210-4-COC5-UMA10 | 2000228166 | C5UMA10 | C5UMA10 | STEAM TURBINE / GAS TURBINE BUILDING |  | GCBUILD | C | X | 202028392 |  | 000002589424 |  | ERP-MM-DC1 | 2011-12-17 | 20
COC5 | 2210-4-COC5-UMA10GP001 | 2000228174 | C5UMA10GP001 | C5DCL-15 | GENERATOR LIGHTING 125V DC | RME | GEPA-LG | B | X | 202028392 |  | 000002589428 |  | ERP-MM-DC1 | 2011-12-17 | 20
COC5 | 2210-4-COC5-UMA10GP002 | 2000228182 | C5UMA10GP002 | C5DCL-33 | GENERATOR LIGHTING 125V DC | RME | GEPA-LG | B | X | 202028392 |  | 000002589452 |  | ERP-MM-DC1 | 2011-12-17 | 20
COC5 | 2210-4-COC5-UMA20GP001 | 2000228190 | C5UMA20GP001 | C5AL-15 | GENERATOR COMPARTMENT AC LIGHT | RME | GEPA-LG | B | X | 202028392 |  | 000002589456 |  | ERP-MM-DC1 | 2011-12-17 | 20
COC5 | 2210-4-COC5-UMA20GP002 | 2000228199 | C5UMA20GP002 | C5AL-33 | GENERATOR COMPARTMENT AC LIGHT | RME | GEPA-LG | B | X | 202028392 |  | 000002589461 |  | ERP-MM-DC1 | 2011-12-17 | 20
COC5 | 2210-4-COC5-USV10AX001 | 2000228207 | C5USV10AX001 | C5USV10AX01 | GLEMS ANALYSER SHELTER |  | GCBUILD | C | X | 202028392 |  | 000002589465 |  | ERP-MM-DC1 | 2011-12-17 | 20
COC5 | 2210-4-COC5-USX11BF001 | 2000228215 | C5USX11BF001 | C5USX11BF001 | WATER WASH SKID |  | GCBUILD | C | X | 202028392 |  | 000002589469 |  | ERP-MM-DC1 | 2011-12-17 | 20
COC5 | 2210-4-COC5-XJA10 | 2000228223 | C5XJA10 | C5MJA10 | DIESEL ENGINE-SKID |  |  | C | X | 202028391 |  | 000002589493 |  | ERP-MM-DC1 | 2011-12-17 | 20
COC5 | 2210-4-COC5-XJA10AG001 | 2000228231 | C5XJA10AG001 | C5MJA10MM001 | BLACK START DIESEL GENERATOR | RME | GEGENR | B | X | 202028391 |  | 000002589497 |  | ERP-MM-DC1 | 2011-12-17 | 20
COC5 | 2210-4-COC5-XJA10BR001 | 2000228239 | C5XJA10BR001 | C5MJA10BR001 | D.GENR DIESEL OIL INLET EXPANSION JOINT | RMM | GMEXJT | C | X | 202028391 |  | 000002589501 |  | ERP-MM-DC1 | 2011-12-17 | 20
COC5 | 2210-4-COC5-XJA10BR002 | 2000228247 | C5XJA10BR002 | C5MJA10BR002 | D.GENR DIESEL OIL OUTLET EXPANSION JOINT | RMM | GMEXJT | C | X | 202028391 |  | 000002589505 |  | ERP-MM-DC1 | 2011-12-17 | 20
COC5 | 2210-4-COC5-XJA10BR011 | 2000228255 | C5XJA10BR011 | C5MJA10BR011 | D.GENR.COOL.WATER INLET EXPANSION JOINT | RMM | GMEXJT | C | X | 202028391 |  | 000002589509 |  | ERP-MM-DC1 | 2011-12-17 | 20
COC5 | 2210-4-COC5-XJA10BR012 | 2000228263 | C5XJA10BR012 | C5MJA10BR012 | D.GENR.COOL.WATER OUTLET EXPANSION JOINT | RMM | GMEXJT | C | X | 202028391 |  | 000002589533 |  | ERP-MM-DC1 | 2011-12-17 | 20
COC5 | 2210-4-COC5-XJA10BR021 | 2000228271 | C5XJA10BR021 | C5MJA10BR021 | D.GENR.RADIATR.COOL.WAT.I/L EXPN.JOINT | RMM | GMEXJT | C | X | 202028391 |  | 000002589537 |  | ERP-MM-DC1 | 2011-12-17 | 20
COC5 | 2210-4-COC5-XJA10BR022 | 2000228279 | C5XJA10BR022 | C5MJA10BR022 | D.GENR.RADIATR.COOL.WAT.O/L EXPN.JOINT | RMM | GMEXJT | C | X | 202028391 |  | 000002589541 |  | ERP-MM-DC1 | 2011-12-17 | 20
COC5 | 2210-4-COC5-XJA10CF001 | 2000228287 | C5XJA10CF001 | C5MJA10FQI01 | DIESEL GENR.DIESEL INLET FLOW TOTALYSER | RMM | GMFLWD | C | X | 202028391 |  | 000002589545 |  | ERP-MM-DC1 | 2011-12-17 | 20
COC5 | 2210-4-COC5-XJA10CF002 | 2000228295 | C5XJA10CF002 | C5MJA10FQI02 | D.GENR.DIESEL RET.TO RADTR.FL.TOTALYSER | RMM | GMFLWD | C | X | 202028391 |  | 000002589549 |  | ERP-MM-DC1 | 2011-12-17 | 20
COC5 | 2210-4-COC5-XJA10CT001 | 2000228303 | C5XJA10CT001 | C5MJA10TI01 | D.GENR.RADTR.DIESEL OIL O/L TEMP.INDICTR | RMI | GIIN-TE | C | X | 202028391 |  | 000002589573 |  | ERP-MM-DC1 | 2011-12-17 | 20
COC5 | 2210-4-COC5-XJA10CT002 | 2000228311 | C5XJA10CT002 | C5XJA10CT002 | D.GENR.COOL.WATER OUTLET TEMP.INDICATOR | RMI | GIIN-TE | C | X | 202028391 |  | 000002589577 |  | ERP-MM-DC1 | 2011-12-17 | 20
COC5 | 2210-4-COC5-XJA10CT003 | 2000228319 | C5XJA10CT003 | C5MJA10TI03 | D.GENR.RADIATR.COOL.WAT.I/L TEMP.INDICTR | RMI | GIIN-TE | C | X | 202028391 |  | 000002589581 |  | ERP-MM-DC1 | 2011-12-17 | 20
COC5 | 2210-4-COC5-XJA10CT004 | 2000228327 | C5XJA10CT004 | C5MJA10TI04 | D.GENR.RADIATR.COOL.WAT.O/L TEMP.INDICTR | RMI | GIIN-TE | C | X | 202028391 |  | 000002589585 |  | ERP-MM-DC1 | 2011-12-17 | 20
COC5 | 2210-4-COC5-XJA10CT005 | 2000228335 | C5XJA10CT005 | C5MJA10TI05 | D.GENR.COOL.WATER INLET TEMP.INDICATOR | RMI | GIIN-TE | C | X | 202028391 |  | 000002589589 |  | ERP-MM-DC1 | 2011-12-17 | 20
COC5 | 2210-4-COC5-XJB10GU001 | 2000228343 | C5XJB10GU001 | C5MJP10GU001 | CHARGER | RME | GECHRG | C | X | 202028391 |  | 000002589613 |  | ERP-MM-DC1 | 2011-12-17 | 20
COC5 | 2210-4-COC5-XJB21GR001 | 2000228351 | C5XJB21GR001 | C5MJP21GR001 | BATTERY UNIT-1 | RME | GEBATT | B | X | 202028391 |  | 000002589617 |  | ERP-MM-DC1 | 2011-12-17 | 20
COC5 | 2210-4-COC5-XJB22GR001 | 2000228359 | C5XJB22GR001 | C5MJP22GR001 | BATTERY UNIT-2 | RME | GEBATT | B | X | 202028391 |  | 000002589621 |  | ERP-MM-DC1 | 2011-12-17 | 20
COC5 | 2210-4-COC5-XJG10BR001 | 2000228367 | C5XJG10BR001 | C5MJG10BR001 | COOLING WATER PIPING | RMM | GMPIPE | C | X | 202028391 |  | 000002589625 |  | ERP-MM-DC1 | 2011-12-17 | 20
COC5 | 2210-4-COC5-XJG10CP001 | 2000228375 | C5XJG10CP001 | C5MJG10CP001 | FIELD INSTRUMENTS FOR COOLING WATER SYS. | RMI | GIELMT | C | X | 202028391 |  | 000002589629 |  | ERP-MM-DC1 | 2011-12-17 | 20
COC5 | 2210-4-COC5-XJG11AC001 | 2000228383 | C5XJG11AC001 | C5MJG11AC001 | DIESEL GENERTR.RADIATOR UNIT WITH FAN-A | RMM | GMRDTR | B | X | 202028391 |  | 000002589653 |  | ERP-MM-DC1 | 2011-12-17 | 20
COC5 | 2210-4-COC5-XJG12AC001 | 2000228391 | C5XJG12AC001 | C5MJG12AC001 | DIESEL GENERTR.RADIATOR UNIT WITH FAN-B | RMM | GMRDTR | B | X | 202028391 |  | 000002589657 |  | ERP-MM-DC1 | 2011-12-17 | 20
COC5 | 2210-4-COC5-XJG13AC001 | 2000228399 | C5XJG13AC001 | C5MJG13AC001 | DIESEL GENERTR.RADIATOR UNIT WITH FAN-C | RMM | GMRDTR | B | X | 202028391 |  | 000002589661 |  | ERP-MM-DC1 | 2011-12-17 | 20
COC5 | 2210-4-COC5-XJG14AC001 | 2000228407 | C5XJG14AC001 | C5MJG14AC001 | DIESEL GENERTR.RADIATOR UNIT WITH FAN-D | RMM | GMRDTR | B | X | 202028391 |  | 000002589665 |  | ERP-MM-DC1 | 2011-12-17 | 20
COC5 | 2210-4-COC5-XJN10BB001 | 2000228415 | C5XJN10BB001 | C5MJN10BB001 | DIESEL OIL DAY TANK | RMM | GMTANK | C | X | 202028391 |  | 000002589669 |  | ERP-MM-DC1 | 2011-12-17 | 20
COC5 | 2210-4-COC5-XJN10BR001 | 2000228423 | C5XJN10BR001 | C5MJN10BR001 | FUEL PIPING | RMM | GMPIPE | C | X | 202028391 |  | 000002589693 |  | ERP-MM-DC1 | 2011-12-17 | 20
COC5 | 2210-4-COC5-XJN10CF001 | 2000228430 | C5XJN10CF001 | C5MJA10FQ101 | FUEL FLOW COUNTER-1 | RMM | GMFLWD | B | X | 202028391 |  | 000002589696 |  | ERP-MM-DC1 | 2011-12-17 | 20
COC5 | 2210-4-COC5-XJN10CF002 | 2000228438 | C5XJN10CF002 | C5MJA10FQ102 | FUEL FLOW COUNTER-2 | RMM | GMFLWD | B | X | 202028391 |  | 000002589700 |  | ERP-MM-DC1 | 2011-12-17 | 20
COC5 | 2210-4-COC5-XJN10CL000 | 2000228446 | C5XJN10CL000 | C5MJN10LS/LI | DIESEL OIL TANK LEVEL INDICATOR/SWITCH | RMI | GIIN-LV | C | X | 202028391 |  | 000002589704 |  | ERP-MM-DC1 | 2011-12-17 | 20
COC5 | 2210-4-COC5-XJN10CP001 | 2000228454 | C5XJN10CP001 | C5MJN10CP001 | FIELD INSTRUMENTS FOR FUEL SYSTEM | RMI | GIELMT | C | X | 202028391 |  | 000002589708 |  | ERP-MM-DC1 | 2011-12-17 | 20
COC5 | 2210-4-COC5-XJN10CT001 | 2000228462 | C5XJN10CT001 | C5MJN10TI01 | DIESEL OIL TANK TEMPERATURE INDICATOR | RMI | GIIN-TE | C | X | 202028391 |  | 000002589732 |  | ERP-MM-DC1 | 2011-12-17 | 20
COC5 | 2210-4-COC5-XJP10GH001 | 2000228470 | C5XJP10GH001 | C5MJP10GH001 | ENGINE LOCAL CONTROL PANEL | RME | GEPANL | C | X | 202028391 |  | 000002589736 |  | ERP-MM-DC1 | 2011-12-17 | 20
COC5 | 2210-4-COC5-XJP11AN001 | 2000228478 | C5XJP11AN001 | C5MJP11AN001 | STARTING UNIT - COMPRESSOR AND MOTOR | RMM | GMCMPR | B | X | 202028391 |  | 000002589740 |  | ERP-MM-DC1 | 2011-12-17 | 20
COC5 | 2210-4-COC5-XJP11CP001 | 2000228486 | C5XJP11CP001 | C5MJP11CP001 | FIELD INSTRUMENTS-START.COMP.AIR(MOT.DR) | RMI | GIELMT | B | X | 202028391 |  | 000002589744 |  | ERP-MM-DC1 | 2011-12-17 | 20
COC5 | 2210-4-COC5-XJP11GH001 | 2000228494 | C5XJP11GH001 | C5MJP11GH001 | AIR START CONTROL PANEL | RME | GEPANL | B | X | 202028391 |  | 000002589748 |  | ERP-MM-DC1 | 2011-12-17 | 20
COC5 | 2210-4-COC5-XJP12AN001 | 2000228502 | C5XJP12AN001 | C5MJP12AN001 | STARTING UNIT-COMPRESSOR AND ENGINE | RMM | GMCMPR | B | X | 202028391 |  | 000002589772 |  | ERP-MM-DC1 | 2011-12-17 | 20
COC5 | 2210-4-COC5-XJP12CP001 | 2000228510 | C5XJP12CP001 | C5MJP12CP001 | FIELD INSTRUMENTS-START.COMP.AIR(ENG.DR) | RMI | GIELMT | B | X | 202028391 |  | 000002589776 |  | ERP-MM-DC1 | 2011-12-17 | 20
COC5 | 2210-4-COC5-XJP20BB001 | 2000228518 | C5XJP20BB001 | C5MJP20BB001 | SATRTING COMP.AIR TANK | RMM | GMTANK | B | X | 202028391 |  | 000002589780 |  | ERP-MM-DC1 | 2011-12-17 | 20
COC5 | 2210-4-COC5-XJP20CP001 | 2000228526 | C5XJP20CP001 | C5MJP20CP001 | DIESEL GENR.AIR TANK PRESS.INDICATOR | RMI | GIIN-PR | C | X | 202028391 |  | 000002589784 |  | ERP-MM-DC1 | 2011-12-17 | 20
COC5 | 2210-4-COC5-XKA10 | 2000228534 | C5XKA10 | C5MKA10 | DIESEL GENERATOR & EXCITER | RME | GEGENR | B | X | 202028391 |  | 000002589788 |  | ERP-MM-DC1 | 2011-12-17 | 20
GT09 | 2210-4-GT09-BAA00GB | 2000228542 | 17BAA00GB | 17BAA00GB | SEGREGATED BUS DUCT-GENERATOR TO BREAKER | RME | GEDU-BU | B | X | 202028359 | 1997-07-31 | 000002589812 |  | ERP-MM-DC1 | 2011-12-17 | 20
GT09 | 2210-4-GT09-BAA00GT | 2000228550 | 17BAA00GT | 17BAA00GT | ISOLATED PHASE BUS DUCT GEN BKR-MAIN TR | RME | GEBUS | B | X | 202028359 | 1997-07-31 | 000002589816 |  | ERP-MM-DC1 | 2011-12-17 | 20
GT09 | 2210-4-GT09-BAA01GT | 2000228558 | 17BAA01GT | 17BAA01GT | ISOL.PHASE BUS DUCT-AUX.TRAFO GT17/18 | RME | GEBUS | B | X | 202028359 | 1997-07-31 | 000002589820 |  | ERP-MM-DC1 | 2011-12-17 | 20
GT09 | 2210-4-GT09-BFA11 | 2000228566 | 17BFA11 | 17BFA11 | 480V BREAKER FOR GT17 BFA11 GH001 | RME | GECB | B | X | 202028359 | 1997-07-31 | 000002589824 |  | ERP-MM-DC1 | 2011-12-17 | 20
GT09 | 2210-4-GT09-BFA11GH001 | 2000228574 | 17BFA11GH001 | 17BFA11GH001 | GASTURBINE17 MCC NO-1 480V | RME | GEPANL | B | X | 202028359 | 1997-07-31 | 000002589828 |  | ERP-MM-DC1 | 2011-12-17 | 20
GT09 | 2210-4-GT09-BFA12 | 2000228582 | 17BFA12 | 17BFA12 | 480V BREAKER FOR GT17 BFA12 GH001 | RME | GECB | B | X | 202028359 | 1997-07-31 | 000002589852 |  | ERP-MM-DC1 | 2011-12-17 | 20
GT09 | 2210-4-GT09-BFA12GH001 | 2000228590 | 17BFA12GH001 | 17BFA12GH001 | GASTURBINE17 MCC NO-2 480V | RME | GEPANL | B | X | 202028359 | 1997-07-31 | 000002589856 |  | ERP-MM-DC1 | 2011-12-17 | 20
GT09 | 2210-4-GT09-BFA20GH001 | 2000228598 | 17BFA20GH001 | 17BFA20GH001 | BYPASS STACK MCC GT17 | RME | GEPANL | B | X | 202028359 | 1997-07-31 | 000002589860 |  | ERP-MM-DC1 | 2011-12-17 | 20
GT09 | 2210-4-GT09-BFB20GH001 | 2000228606 | 17BFB20GH001 | 17BFB20GH001 | BYPASS STACK MCC GT19 | RME | GEPANL | B | X | 202028359 | 1997-07-31 | 000002589864 |  | ERP-MM-DC1 | 2011-12-17 | 20
GT09 | 2210-4-GT09-BHT00GT | 2000228614 | 17BHT00GT | 17BHT00GT | AUX TRAFO 4.16KV/480V TO GT17 FUEL HTRS | RME | GEXF-CU | B | X | 202028359 | 1997-07-31 | 000002589868 |  | ERP-MM-DC1 | 2011-12-17 | 20
GT09 | 2210-4-GT09-BJA20GT001 | 2000228622 | 17BJA20GT001 | 17BJA20GT001 | 15 KVA TRANSFORMER 480-208/120V | RME | GEXFMR | C | X | 202028359 | 1997-07-31 | 000002589892 |  | ERP-MM-DC1 | 2011-12-17 | 20
GT09 | 2210-4-GT09-BTB10 | 2000228630 | 17BTB10 | 17BTB10 | BATTERIES 125V DC | RME | GEBATT | B | X | 202028359 | 1997-07-31 | 000002589896 |  | ERP-MM-DC1 | 2011-12-17 | 20
GT09 | 2210-4-GT09-BTL10GU001 | 2000228638 | 17BTL10GU001 | 17BTL10GU001 | BATTERY CHARGER #1 50A | RME | GEBATT | B | X | 202028359 | 1997-07-31 | 000002589900 |  | ERP-MM-DC1 | 2011-12-17 | 20
GT09 | 2210-4-GT09-BTL10GU002 | 2000228646 | 17BTL10GU002 | 17BTL10GU002 | BATTERY CHARGER #2 50A | RME | GEBATT | B | X | 202028359 | 1997-07-31 | 000002589904 |  | ERP-MM-DC1 | 2011-12-17 | 20
GT09 | 2210-4-GT09-CNA10EM001 | 2000228654 | 17CNA10EM001 | 17CNA10EM001 | CTG MARK V I-PROCESSOR COMPUTER | RMI | GICMPT | B | X | 202028359 | 1997-07-31 | 000002589908 |  | ERP-MM-DC1 | 2011-12-17 | 20
GT09 | 2210-4-GT09-CNA10GH001 | 2000228662 | 17CNA10GH001 | 17CNA10GH001 | CTG MARK V CONTROL PANEL | RME | GEPANL | B | X | 202028359 | 1997-07-31 | 000002589932 |  | ERP-MM-DC1 | 2011-12-17 | 20
GT09 | 2210-4-GT09-CNA10GK001 | 2000228670 | 17CNA10GK001 | 17CNA10GK001 | CTG MARK V I-PROCESSOR MONITOR | RMI | GIMNTR | B | X | 202028359 | 1997-07-31 | 000002589936 |  | ERP-MM-DC1 | 2011-12-17 | 20
GT09 | 2210-4-GT09-CNA10GK002 | 2000228678 | 17CNA10GK002 | 17CNA10GK002 | CTG MARK V SYSTEM PRINTER | RMI | GIPRNT | B | X | 202028359 | 1997-07-31 | 000002589940 |  | ERP-MM-DC1 | 2011-12-17 | 20
GT09 | 2210-4-GT09-CYP10GK001 | 2000228686 | 17CYP10GK001 | 17CYP10GK001 | CCTV FOR IND.SECY-FIXED CAMERA UNIT-C02 | RMI | GICMRA | C | X | 202028359 | 1997-07-31 | 000002589944 |  | ERP-MM-DC1 | 2011-12-17 | 20
GT09 | 2210-4-GT09-CYP20GK001 | 2000228694 | 17CYP20GK001 | 17CYP20GK001 | CCTV FOR IND.SECY-FIXED CAMERA UNIT-C01 | RMI | GICMRA | C | X | 202028359 | 1997-07-31 | 000002589948 |  | ERP-MM-DC1 | 2011-12-17 | 20
GT09 | 2210-4-GT09-EGE10BB001 | 2000228702 | 17EGE10BB001 | 17EGE10BB001 | CTG FUEL DRAIN TANK | RMM | GMTANK | B | X | 202028359 | 1997-07-31 | 000002589972 |  | ERP-MM-DC1 | 2011-12-17 | 20
GT09 | 2210-4-GT09-EGE10CL001 | 2000228710 | 17EGE10CL001 | 17EGE10CL001 | LOCAL INSTRUMENTS | RMI | GISW-LV | B | X | 202028359 | 1997-07-31 | 000002589976 |  | ERP-MM-DC1 | 2011-12-17 | 20
GT09 | 2210-4-GT09-EGE11AP001 | 2000228718 | 17EGE11AP001 | 17EGE11AP001 | CTG FUEL DRAIN PUMP | RMM | GMPUMP | B | X | 202028359 | 1997-07-31 | 000002589980 |  | ERP-MM-DC1 | 2011-12-17 | 20
GT09 | 2210-4-GT09-EGE11AP001-M01 | 2000228726 | 17EGE11AP001-M01 | 17EGE11AP001-M01 | CTG FUEL DRAIN PUMP MOTOR | RME | GEMOTR | B | X | 202028359 | 1997-07-31 | 000002589984 |  | ERP-MM-DC1 | 2011-12-17 | 20
GT09 | 2210-4-GT09-EGT20AC001 | 2000228734 | 17EGT20AC001 | 17EGT20AC001 | FUEL OIL HEATER-A | RME | GEHTR | B | X | 202028359 | 1997-07-31 | 000002589988 |  | ERP-MM-DC1 | 2011-12-17 | 20
GT09 | 2210-4-GT09-EGT21AC001 | 2000228742 | 17EGT21AC001 | 17EGT21AC001 | FUEL OIL HEATER-B | RME | GEHTR | B | X | 202028359 | 1997-07-31 | 000002590012 |  | ERP-MM-DC1 | 2011-12-17 | 20
GT09 | 2210-4-GT09-ERB25AA001 | 2000228750 | 17ERB25AA001 | 17ERB25AA001 | DISTILLATE OIL PRESS.REGULATING VALVE | RMM | GMVL-BA | B | X | 202028359 | 1997-07-31 | 000002590016 |  | ERP-MM-DC1 | 2011-12-17 | 20
GT09 | 2210-4-GT09-ERB25AA801 | 2000228758 | 17ERB25AA801 | 17ERB25AA801 | DISTILLATE FUEL FORWARDG. STOP SOL.VALVE | RMM | GMVL-SL | B | X | 202028359 | 1997-07-31 | 000002590020 |  | ERP-MM-DC1 | 2011-12-17 | 20
GT09 | 2210-4-GT09-ERB25AT001 | 2000228766 | 17ERB25AT001 | 17ERB25AT001 | DISTILLATE OIL STRAINER BEFORE PRV. | RMM | GMSTRN | B | X | 202028359 | 1997-07-31 | 000002590024 |  | ERP-MM-DC1 | 2011-12-17 | 20
GT09 | 2210-4-GT09-ERB25CF001 | 2000228774 | 17ERB25CF001 | 17ERB25CF001 | DISTILLATE FUEL FLOW METER | RMM | GMFLWD | B | X | 202028359 | 1997-07-31 | 000002590028 |  | ERP-MM-DC1 | 2011-12-17 | 20
GT09 | 2210-4-GT09-ERB25CP001 | 2000228782 | 17ERB25CP001 | 17ERB25CP001 | DISTL.OIL STR.DIFF.PR.TRANSMITER BEF.PRV | RMI | GIXM-DP | B | X | 202028359 | 1997-07-31 | 000002590052 |  | ERP-MM-DC1 | 2011-12-17 | 20
GT09 | 2210-4-GT09-ERB25CP002 | 2000228790 | 17ERB25CP002 | 17ERB25CP002 | DISTL.FUEL PRESS.SWITCH.AFTER PRV. | RMI | GISW-CN | C | X | 202028359 | 1997-07-31 | 000002590056 |  | ERP-DLGN-EAA | 2013-03-05 | 20
GT09 | 2210-4-GT09-GKB10BR001 | 2000228798 | 17GKB10BR001 | 17GKB10BR001 | POTABLE WATER PIPING-COMB.TURBINE AREA | RMM | GMPIPE | B | X | 202028359 | 1997-07-31 | 000002590060 |  | ERP-MM-DC1 | 2011-12-17 | 20
GT09 | 2210-4-GT09-MBA | 2000228806 | 17MBA | 17MBA | COMBUSTION TURBINE | RMM | GMTURB | B | X | 202028359 | 1997-07-31 | 000002590064 |  | ERP-MM-DC1 | 2011-12-17 | 20
GT09 | 2210-4-GT09-MBA10 | 2000228814 | 17MBA10 | 17MBA10 | INLET GUIDE VANE SERVO VALVE | RMM | GMVLVE | B | X | 202028359 | 1997-07-31 | 000002590068 |  | ERP-MM-DC1 | 2011-12-17 | 20
GT09 | 2210-4-GT09-MBA10AA701 | 2000228822 | 17MBA10AA701 | 17MBA10AA701 | STARTING ATOM.AIR COMPR.ISOLATION VALVE | RMM | GMVLVE | B | X | 202028359 | 1997-07-31 | 000002590092 |  | ERP-MM-DC1 | 2011-12-17 | 20
GT09 | 2210-4-GT09-MBA10AA702 | 2000228830 | 17MBA10AA702 | 17MBA10AA702 | COMPRESSOR BLEED VALVE-A | RMM | GMVLVE | B | X | 202028359 | 1997-07-31 | 000002590096 |  | ERP-MM-DC1 | 2011-12-17 | 20
GT09 | 2210-4-GT09-MBA10AA703 | 2000228838 | 17MBA10AA703 | 17MBA10AA703 | COMPRESSOR BLEED VALVE-B | RMM | GMVLVE | B | X | 202028359 | 1997-07-31 | 000002590100 |  | ERP-MM-DC1 | 2011-12-17 | 20
GT09 | 2210-4-GT09-MBA10AA704 | 2000228846 | 17MBA10AA704 | 17MBA10AA704 | INLET GUIDE VAN | RMI | GICTLR | B | X | 202028359 | 1997-07-31 | 000002590104 |  | ERP-MM-DC1 | 2011-12-17 | 20
GT09 | 2210-4-GT09-MBA10AA705 | 2000228854 | 17MBA10AA705 | 17MBA10AA705 | INLET GUIDE VANE SERVO VALVE | RMM | GMVLVE | B | X | 202028359 | 1997-07-31 | 000002590108 |  | ERP-MM-DC1 | 2011-12-17 | 20
GT09 | 2210-4-GT09-MBA10AA706 | 2000228862 | 17MBA10AA706 | 17MBA10AA706 | INLET GUIDE VANE DUMP VALVE | RMM | GMVLVE | B | X | 202028359 | 1997-07-31 | 000002590132 |  | ERP-MM-DC1 | 2011-12-17 | 20
GT09 | 2210-4-GT09-MBA10AA801 | 2000228870 | 17MBA10AA801 | 17MBA10AA801 | SOLENOID VALVE FOR AA COMPR.ISOL.V/V | RMM | GMVL-SL | B | X | 202028359 | 1997-07-31 | 000002590136 |  | ERP-MM-DC1 | 2011-12-17 | 20
GT09 | 2210-4-GT09-MBA10AA802 | 2000228878 | 17MBA10AA802 | 17MBA10AA802 | COMPRESSOR BLEED 3-WAY SOLENOID VALVE | RMM | GMVL-SL | B | X | 202028359 | 1997-07-31 | 000002590140 |  | ERP-MM-DC1 | 2011-12-17 | 20
GT09 | 2210-4-GT09-MBA10AA803 | 2000228886 | 17MBA10AA803 | 17MBA10AA803 | TURB.COMPR.I/L GUIDE VAN SOLENOID VALVE | RMM | GMVL-SL | B | X | 202028359 | 1997-07-31 | 000002590144 |  | ERP-MM-DC1 | 2011-12-17 | 20
GT09 | 2210-4-GT09-MBA10AA804 | 2000228894 | 17MBA10AA804 | 17MBA10AA804 | ABRASV.CLEANR.TANK FILLER SOLENOID VALVE | RMM | GMVL-SL | B | X | 202028359 | 1997-07-31 | 000002590148 |  | ERP-MM-DC1 | 2011-12-17 | 20
GT09 | 2210-4-GT09-MBA10AC001 | 2000228901 | 17MBA10AC001 | 17MBA10AC001 | ATOMIZING AIR PRE-COOLER | RMM | GMCOLR | B | X | 202028359 | 1997-07-31 | 000002590171 |  | ERP-MM-DC1 | 2011-12-17 | 20
GT09 | 2210-4-GT09-MBA10AN001 | 2000228909 | 17MBA10AN001 | 17MBA10AN001 | MAIN ATOMISING AIR COMPRESSOR | RMM | GMCMPR | B | X | 202028359 | 1997-07-31 | 000002590175 |  | ERP-MM-DC1 | 2011-12-17 | 20
GT09 | 2210-4-GT09-MBA10AN002 | 2000228917 | 17MBA10AN002 | 17MBA10AN002 | STARTING(BOOSTR)ATOMISING AIR COMPRESSOR | RMM | GMCMPR | B | X | 202028359 | 1997-07-31 | 000002590179 |  | ERP-MM-DC1 | 2011-12-17 | 20
GT09 | 2210-4-GT09-MBA10AN002-M01 | 2000228925 | 17MBA10AN002-M01 | 17MBA10AN002-M01 | STARTING ATOMIZING AIR COMPRESSOR MOTOR | RME | GEMOTR | B | X | 202028359 | 1997-07-31 | 000002590183 |  | ERP-MM-DC1 | 2011-12-17 | 20
GT09 | 2210-4-GT09-MBA10AT001 | 2000228933 | 17MBA10AT001 | 17MBA10AT001 | COMPRESSOR BLEED FILTER | RMM | GMFILT | B | X | 202028359 | 1997-07-31 | 000002590187 |  | ERP-MM-DC1 | 2011-12-17 | 20
GT09 | 2210-4-GT09-MBA10AZ001 | 2000228941 | 17MBA10AZ001 | 17MBA10AZ001 | PRESS.REGULATOR FOR AA COMPR.ISOL. V/V | RMI | GIRGLT | B | X | 202028359 | 1997-07-31 | 000002590211 |  | ERP-MM-DC1 | 2011-12-17 | 20
GT09 | 2210-4-GT09-MBA10AZ002 | 2000228949 | 17MBA10AZ002 | 17MBA10AZ002 | INLET GUIDE VAN HYD.CYLINDER ACTUATOR | RMI | GIACTR | C | X | 202028359 | 1997-07-31 | 000002590215 |  | ERP-MM-DC1 | 2011-12-17 | 20
GT09 | 2210-4-GT09-MBA10BB001-M01 | 2000228957 | 17MBA10BB001-M01 | 17MBA10BB001-M01 | LOW PR. ABRASIVE HOPPER VIBRATION MOTOR | RME | GEMOTR | C | X | 202028359 | 1997-07-31 | 000002590219 |  | ERP-MM-DC1 | 2011-12-17 | 20
GT09 | 2210-4-GT09-MBA10BB002 | 2000228965 | 17MBA10BB002 | 17MBA10BB002 | HIGH PRESS.HOPPER & ILLUMINATOR | RMM | GMHOPR | C | X | 202028359 | 1997-07-31 | 000002590223 |  | ERP-MM-DC1 | 2011-12-17 | 20
GT09 | 2210-4-GT09-MBA10CP001 | 2000228973 | 17MBA10CP001 | 17MBA10CP001 | MAIN AA.COMPR.DIFF.PRESSURE SWITCH | RMI | GISW-CN | C | X | 202028359 | 1997-07-31 | 000002590227 |  | ERP-DLGN-EAA | 2013-03-05 | 20
GT09 | 2210-4-GT09-MBA10CP002 | 2000228981 | 17MBA10CP002 | 17MBA10CP002 | COMPRESSOR DISCH.PRESSURE TRANSMITTER-A | RMI | GIXM-DP | C | X | 202028359 | 1997-07-31 | 000002590251 |  | ERP-MM-DC1 | 2011-12-17 | 20
GT09 | 2210-4-GT09-MBA10CP003 | 2000228989 | 17MBA10CP003 | 17MBA10CP003 | COMPRESSOR DISCH.PRESSURE TRANSMITTER-B | RMI | GIXM-DP | C | X | 202028359 | 1997-07-31 | 000002590255 |  | ERP-MM-DC1 | 2011-12-17 | 20
GT09 | 2210-4-GT09-MBA10CP004 | 2000228997 | 17MBA10CP004 | 17MBA10CP004 | COMPRESSOR DISCH.PRESSURE TRANSMITTER-C | RMI | GIXM-DP | C | X | 202028359 | 1997-07-31 | 000002590259 |  | ERP-MM-DC1 | 2011-12-17 | 20
GT09 | 2210-4-GT09-MBA10CS001A | 2000229005 | 17MBA10CS001A | 17MBA10CS001A | VIBRATION SENSOR TURBINE | RMI | GIDTCT | C | X | 202028359 | 1997-07-31 | 000002590263 |  | ERP-MM-DC1 | 2011-12-17 | 20
GT09 | 2210-4-GT09-MBA10CS001B | 2000229013 | 17MBA10CS001B | 17MBA10CS001B | VIBRATION SENSOR TURBINE | RMI | GIDTCT | C | X | 202028359 | 1997-07-31 | 000002590267 |  | ERP-MM-DC1 | 2011-12-17 | 20
GT09 | 2210-4-GT09-MBA10CS002A | 2000229021 | 17MBA10CS002A | 17MBA10CS002A | VIBRATION SENSOR TURBINE | RMI | GIDTCT | C | X | 202028359 | 1997-07-31 | 000002590291 |  | ERP-MM-DC1 | 2011-12-17 | 20
GT09 | 2210-4-GT09-MBA10CS003A | 2000229029 | 17MBA10CS003A | 17MBA10CS003A | VIBRATION SENSOR TURBINE | RMI | GIDTCT | C | X | 202028359 | 1997-07-31 | 000002590295 |  | ERP-MM-DC1 | 2011-12-17 | 20
GT09 | 2210-4-GT09-MBA10CS003B | 2000229037 | 17MBA10CS003B | 17MBA10CS003B | VIBRATION SENSOR TURBINE | RMI | GIDTCT | C | X | 202028359 | 1997-07-31 | 000002590299 |  | ERP-MM-DC1 | 2011-12-17 | 20
GT09 | 2210-4-GT09-MBA10CT001 | 2000229045 | 17MBA10CT001 | 17MBA10CT001 | COMPRESSOR DISCHARGE THERMOCOUPLE | RMI | GITHRC | C | X | 202028359 | 1997-07-31 | 000002590303 |  | ERP-MM-DC1 | 2011-12-17 | 20
GT09 | 2210-4-GT09-MBA10CT002 | 2000229053 | 17MBA10CT002 | 17MBA10CT002 | COMPRESSOR TEMPERATURE-INLET FLANGE(DTC) | RMI | GIEL-TE | C | X | 202028359 | 1997-07-31 | 000002590307 |  | ERP-MM-DC1 | 2011-12-17 | 20
GT09 | 2210-4-GT09-MBA10CT003 | 2000229061 | 17MBA10CT003 | 17MBA10CT003 | TURBINE TEMPERATURE-INNER BARRAL | RMI | GIEL-TE | C | X | 202028359 | 1997-07-31 | 000002590331 |  | ERP-MM-DC1 | 2011-12-17 | 20
GT09 | 2210-4-GT09-MBA10CT004 | 2000229069 | 17MBA10CT004 | 17MBA10CT004 | TURBINE TEMPERATURE-WHEEL SPACE IST STG. | RMI | GIEL-TE | C | X | 202028359 | 1997-07-31 | 000002590335 |  | ERP-MM-DC1 | 2011-12-17 | 20
GT09 | 2210-4-GT09-MBA10CT005 | 2000229077 | 17MBA10CT005 | 17MBA10CT005 | TURBINE TEMPERATURE-WHEEL SPACE 2ND STG. | RMI | GIEL-TE | C | X | 202028359 | 1997-07-31 | 000002590339 |  | ERP-MM-DC1 | 2011-12-17 | 20
GT09 | 2210-4-GT09-MBA10CT006 | 2000229085 | 17MBA10CT006 | 17MBA10CT006 | TURBINE TEMPERATURE-WHEEL SPACE 3RD STG. | RMI | GIEL-TE | C | X | 202028359 | 1997-07-31 | 000002590343 |  | ERP-MM-DC1 | 2011-12-17 | 20
GT09 | 2210-4-GT09-MBA10CT007 | 2000229093 | 17MBA10CT007 | 17MBA10CT007 | ATOM.AIR COMPRESSOR INLET TEMP.ELEMENT | RMI | GIEL-TE | C | X | 202028359 | 1997-07-31 | 000002590347 |  | ERP-MM-DC1 | 2011-12-17 | 20
GT09 | 2210-4-GT09-MBA10CT008 | 2000229101 | 17MBA10CT008 | 17MBA10CT008 | ATOM.AIR COMPRESSOR INLET TEMP.ELEMENT | RMI | GIEL-TE | C | X | 202028359 | 1997-07-31 | 000002590371 |  | ERP-MM-DC1 | 2011-12-17 | 20
GT09 | 2210-4-GT09-MBB11AA601 | 2000229109 | 17MBB11AA601 | 17MBB11AA601 | TURB.SHELL&EXH.FRAME BLOWER CHECK VALVE1 | RMM | GMVLVE | C | X | 202028359 | 1997-07-31 | 000002590375 |  | ERP-MM-DC1 | 2011-12-17 | 20
GT09 | 2210-4-GT09-MBB11AN001 | 2000229118 | 17MBB11AN001 | 17MBB11AN001 | COMBUSTN.TURBINE EXHAUST FRAME BLOWER-A | RMM | GMBLWR | B | X | 202028359 | 1997-07-31 | 000002590380 |  | ERP-MM-DC1 | 2011-12-17 | 20
GT09 | 2210-4-GT09-MBB11AN001-M01 | 2000229126 | 17MBB11AN001-M01 | 17MBB11AN001-M01 | MOTOR FOR COMB.TURB.EXH.FRAME BLOWER-A | RME | GEMOTR | B | X | 202028359 | 1997-07-31 | 000002590384 |  | ERP-MM-DC1 | 2011-12-17 | 20
GT09 | 2210-4-GT09-MBB11CP001 | 2000229134 | 17MBB11CP001 | 17MBB11CP001 | TURB.SHELL&EXH.FR.BLWR.DSCH.PRESS SWITCH | RMI | GISW-CN | C | X | 202028359 | 1997-07-31 | 000002590388 |  | ERP-DLGN-EAA | 2013-03-05 | 20
GT09 | 2210-4-GT09-MBB12AA601 | 2000229142 | 17MBB12AA601 | 17MBB12AA601 | TURB.SHELL&EXH.FRAME BLOWER CHECK VAVLE2 | RMM | GMVLVE | C | X | 202028359 | 1997-07-31 | 000002590412 |  | ERP-MM-DC1 | 2011-12-17 | 20
GT09 | 2210-4-GT09-MBB12AN001 | 2000229150 | 17MBB12AN001 | 17MBB12AN001 | COMBUSTN.TURBINE EXHAUST FRAME BLOWER-B | RMM | GMBLWR | B | X | 202028359 | 1997-07-31 | 000002590416 |  | ERP-MM-DC1 | 2011-12-17 | 20
GT09 | 2210-4-GT09-MBB12AN001-M01 | 2000229158 | 17MBB12AN001-M01 | 17MBB12AN001-M01 | MOTOR FOR COMB.TURB.EXH.FRAME BLOWER-B | RME | GEMOTR | B | X | 202028359 | 1997-07-31 | 000002590420 |  | ERP-MM-DC1 | 2011-12-17 | 20
GT09 | 2210-4-GT09-MBB12CP001 | 2000229166 | 17MBB12CP001 | 17MBB12CP001 | TURB.SHELL&EXH.FR.BLWR.DSCH.PRESS SWITCH | RMI | GISW-CN | C | X | 202028359 | 1997-07-31 | 000002590424 |  | ERP-DLGN-EAA | 2013-03-05 | 20
GT09 | 2210-4-GT09-MBD10 | 2000229174 | 17MBD10 | 17MBD10 | GAS TURBINE JOURNAL BEARING #1 | RMM | GMBRNG | C | X | 202028359 | 1997-07-31 | 000002590428 |  | ERP-MM-DC1 | 2011-12-17 | 20
GT09 | 2210-4-GT09-MBD10CG301 | 2000229182 | 17MBD10CG301 | 17MBD10CG301 | SHAFT AXIAL POSITION TRANSMITTER - BRG.1 | RMI | GIXMTR | C | X | 202028359 | 1997-07-31 | 000002590452 |  | ERP-MM-DC1 | 2011-12-17 | 20
GT09 | 2210-4-GT09-MBD10CG302 | 2000229190 | 17MBD10CG302 | 17MBD10CG302 | SHAFT AXIAL POSITION TRANSMITTER - BRG.1 | RMI | GIXMTR | C | X | 202028359 | 1997-07-31 | 000002590456 |  | ERP-MM-DC1 | 2011-12-17 | 20
GT09 | 2210-4-GT09-MBD10CT001 | 2000229198 | 17MBD10CT001 | 17MBD10CT001 | TURBINE BEARING#1 METAL TEMPERATURE | RMI | GIEL-TE | C | X | 202028359 | 1997-07-31 | 000002590460 |  | ERP-MM-DC1 | 2011-12-17 | 20
GT09 | 2210-4-GT09-MBD20 | 2000229206 | 17MBD20 | 17MBD20 | GAS TURBINE JOURNAL BEARING #2 | RMM | GMBRNG | C | X | 202028359 | 1997-07-31 | 000002590464 |  | ERP-MM-DC1 | 2011-12-17 | 20
GT09 | 2210-4-GT09-MBD20CT001 | 2000229214 | 17MBD20CT001 | 17MBD20CT001 | TURBINE BEARING#2 METAL TEMPERATURE | RMI | GIEL-TE | C | X | 202028359 | 1997-07-31 | 000002590468 |  | ERP-MM-DC1 | 2011-12-17 | 20
GT09 | 2210-4-GT09-MBD30 | 2000229222 | 17MBD30 | 17MBD30 | GAS TURBINE JOURNAL BEARING #3 | RMM | GMBRNG | C | X | 202028359 | 1997-07-31 | 000002590492 |  | ERP-MM-DC1 | 2011-12-17 | 20
GT09 | 2210-4-GT09-MBD30CT001 | 2000229230 | 17MBD30CT001 | 17MBD30CT001 | TURBINE BEARING#3 METAL TEMPERATURE | RMI | GIEL-TE | C | X | 202028359 | 1997-07-31 | 000002590496 |  | ERP-MM-DC1 | 2011-12-17 | 20
GT09 | 2210-4-GT09-MBD40 | 2000229238 | 17MBD40 | 17MBD40 | GAS TURBINE THRUST BEARING #1 | RMM | GMBRNG | C | X | 202028359 | 1997-07-31 | 000002590500 |  | ERP-MM-DC1 | 2011-12-17 | 20
GT09 | 2210-4-GT09-MBD40CT001 | 2000229246 | 17MBD40CT001 | 17MBD40CT001 | TURBINE THRUST BEARING METAL TEMPERATURE | RMI | GIEL-TE | C | X | 202028359 | 1997-07-31 | 000002590504 |  | ERP-MM-DC1 | 2011-12-17 | 20
GT09 | 2210-4-GT09-MBD50 | 2000229254 | 17MBD50 | 17MBD50 | GAS TURBINE THRUST BEARING #2 | RMM | GMBRNG | C | X | 202028359 | 1997-07-31 | 000002590508 |  | ERP-MM-DC1 | 2011-12-17 | 20
GT09 | 2210-4-GT09-MBH10 | 2000229262 | 17MBH10 | 17MBH10 | COOLING & SEALING AIR SYSTEM INSTRUMENTS |  |  | C | X | 202028359 | 1997-07-31 | 000002590532 |  | ERP-MM-DC1 | 2011-12-17 | 20
GT09 | 2210-4-GT09-MBH10AA001 | 2000229270 | 17MBH10AA001 | 17MBH10AA001 | AIR FILTER BLOWDOWN REGULATOR VALVE | RMM | GMVLVE | B | X | 202028359 | 1997-07-31 | 000002590536 |  | ERP-MM-DC1 | 2011-12-17 | 20
GT09 | 2210-4-GT09-MBH10AA501 | 2000229278 | 17MBH10AA501 | 17MBH10AA501 | AIR PROCESSING UNIT DRAIN VALVE | RMM | GMVLVE | B | X | 202028359 | 1997-07-31 | 000002590540 |  | ERP-MM-DC1 | 2011-12-17 | 20
GT09 | 2210-4-GT09-MBH10AT001 | 2000229286 | 17MBH10AT001 | 17MBH10AT001 | HEATLESS AIR DRIER | RMM | GMDRYR | C | X | 202028359 | 1997-07-31 | 000002590544 |  | ERP-MM-DC1 | 2011-12-17 | 20
GT09 | 2210-4-GT09-MBH10CP001 | 2000229294 | 17MBH10CP001 | 17MBH10CP001 | (AIR DRYER O/L) APU LOW PRESS SWITCH | RMI | GISW-CN | C | X | 202028359 | 1997-07-31 | 000002590548 |  | ERP-DLGN-EAA | 2013-03-05 | 20
GT09 | 2210-4-GT09-MBJ10 | 2000229302 | 17MBJ10 | 17MBJ10 | GAS TURBINE STARTING MOTOR | RME | GEMOTR | B | X | 202028359 | 1997-07-31 | 000002590572 |  | ERP-MM-DC1 | 2011-12-17 | 20
GT09 | 2210-4-GT09-MBJ10AA801 | 2000229310 | 17MBJ10AA801 | 17MBJ10AA801 | TORQUE CONVERTER FILL/DRAIN SOLEND.VALVE | RMM | GMVL-SL | C | X | 202028359 | 1997-07-31 | 000002590576 |  | ERP-MM-DC1 | 2011-12-17 | 20
GT09 | 2210-4-GT09-MBJ10CT001 | 2000229318 | 17MBJ10CT001 | 17MBJ10CT001 | GAS TURB.STARTING MOTOR - STATOR TEMP. | RMI | GIEL-TE | C | X | 202028359 | 1997-07-31 | 000002590580 |  | ERP-MM-DC1 | 2011-12-17 | 20
GT09 | 2210-4-GT09-MBJ10DU001 | 2000229326 | 17MBJ10DU001 | 17MBJ10DU001 | TORQUE CONVERTER | RME | GECNVR | C | X | 202028359 | 1997-07-31 | 000002590584 |  | ERP-MM-DC1 | 2011-12-17 | 20
GT09 | 2210-4-GT09-MBJ10DU001-M01 | 2000229334 | 17MBJ10DU001-M01 | 17MBJ10DU001-M01 | TORQUE CONVERTER STARTING MOTOR | RME | GEMOTR | B | X | 202028359 | 1997-07-31 | 000002590588 |  | ERP-MM-DC1 | 2011-12-17 | 20
GT09 | 2210-4-GT09-MBJ10DU001-M02 | 2000229342 | 17MBJ10DU001-M02 | 17MBJ10DU001-M02 | TORQUE/SPEED ADJUSTER DRIVE MOTOR | RME | GEMOTR | B | X | 202028359 | 1997-07-31 | 000002590612 |  | ERP-MM-DC1 | 2011-12-17 | 20
GT09 | 2210-4-GT09-MBJ10DU001-Q01 | 2000229350 | 17MBJ10DU001-Q01 | 17MBJ10DU001-Q01 | BREAKER FOR TORQUE CONVERTR.STARTG.MOTOR | RME | GECB | B | X | 202028359 | 1997-07-31 | 000002590616 |  | ERP-MM-DC1 | 2011-12-17 | 20
GT09 | 2210-4-GT09-MBJ20AA001 | 2000229358 | 17MBJ20AA001 | 17MBJ20AA001 | HYDRAULIC RATCHET I/L FLOW CONTROL VALVE | RMM | GMVL-BA | B | X | 202028359 | 1997-07-31 | 000002590620 |  | ERP-MM-DC1 | 2011-12-17 | 20
GT09 | 2210-4-GT09-MBJ20AA801 | 2000229366 | 17MBJ20AA801 | 17MBJ20AA801 | HYDRAULIC RATCHET STROKE 4WAY SOLND.V/V | RMM | GMVL-SL | C | X | 202028359 | 1997-07-31 | 000002590624 |  | ERP-MM-DC1 | 2011-12-17 | 20
GT09 | 2210-4-GT09-MBJ20AP001 | 2000229374 | 17MBJ20AP001 | 17MBJ20AP001 | HYDRAULIC RATCHET PUMP | RMM | GMPUMP | B | X | 202028359 | 1997-07-31 | 000002590628 |  | ERP-MM-DC1 | 2011-12-17 | 20
GT09 | 2210-4-GT09-MBJ20AP001-M01 | 2000229382 | 17MBJ20AP001-M01 | 17MBJ20AP001-M01 | HYDRAULIC RATCHET PUMP-MOTOR | RME | GEMOTR | B | X | 202028359 | 1997-07-31 | 000002590652 |  | ERP-MM-DC1 | 2011-12-17 | 20
GT09 | 2210-4-GT09-MBJ20AU001 | 2000229390 | 17MBJ20AU001 | 17MBJ20AU001 | HYDRAULIC RATCHET MECHANISM (U/R CLUTCH) | RMM | GMCLCH | C | X | 202028359 | 1997-07-31 | 000002590656 |  | ERP-MM-DC1 | 2011-12-17 | 20
GT09 | 2210-4-GT09-MBJ20CP001 | 2000229398 | 17MBJ20CP001 | 17MBJ20CP001 | HYDRAULIC RATCHET FORWD.STRK.PRES.SWITCH | RMI | GISW-CN | C | X | 202028359 | 1997-07-31 | 000002590660 |  | ERP-DLGN-EAA | 2013-03-05 | 20
GT09 | 2210-4-GT09-MBJ20CP002 | 2000229406 | 17MBJ20CP002 | 17MBJ20CP002 | HYDRAULIC RATCHET RETN.STRK.PRES.SWITCH | RMI | GISW-CN | C | X | 202028359 | 1997-07-31 | 000002590664 |  | ERP-DLGN-EAA | 2013-03-05 | 20
GT09 | 2210-4-GT09-MBK | 2000229414 | 17MBK | 17MBK | COMBUSTION TURBINE LOAD COMPARTMENT |  |  | C | X | 202028359 | 1997-07-31 | 000002590668 |  | ERP-MM-DC1 | 2011-12-17 | 20
GT09 | 2210-4-GT09-MBK11AN001 | 2000229422 | 17MBK11AN001 | 17MBK11AN001 | (CT) LOAD COMPARTMENT EXHAUST FAN-A | RMM | GMFAN | B | X | 202028359 | 1997-07-31 | 000002590692 |  | ERP-MM-DC1 | 2011-12-17 | 20
GT09 | 2210-4-GT09-MBK11AN001-M01 | 2000229430 | 17MBK11AN001-M01 | 17MBK11AN001-M01 | (CT)LOAD COMPARTMENT EXHAUST FAN A-MOTOR | RME | GEMOTR | B | X | 202028359 | 1997-07-31 | 000002590696 |  | ERP-MM-DC1 | 2011-12-17 | 20
GT09 | 2210-4-GT09-MBK12AN001 | 2000229438 | 17MBK12AN001 | 17MBK12AN001 | (CT) LOAD COMPARTMENT EXHAUST FAN-B | RMM | GMFAN | B | X | 202028359 | 1997-07-31 | 000002590700 |  | ERP-MM-DC1 | 2011-12-17 | 20
GT09 | 2210-4-GT09-MBK12AN001-M01 | 2000229446 | 17MBK12AN001-M01 | 17MBK12AN001-M01 | (CT)LOAD COMPARTMENT EXHAUST FAN B-MOTOR | RME | GEMOTR | B | X | 202028359 | 1997-07-31 | 000002590704 |  | ERP-MM-DC1 | 2011-12-17 | 20
GT09 | 2210-4-GT09-MBL10AC001 | 2000229454 | 17MBL10AC001 | 17MBL10AC001 | ACCESSORY COMPARTMENT SPACE HEATER | RME | GEHTR | B | X | 202028359 | 1997-07-31 | 000002590708 |  | ERP-MM-DC1 | 2011-12-17 | 20
GT09 | 2210-4-GT09-MBL10AC001-M01 | 2000229462 | 17MBL10AC001-M01 | 17MBL10AC001-M01 | ACCESS COMPT. SPACE HEATER BLOWER MOTOR | RME | GEMOTR | B | X | 202028359 | 1997-07-31 | 000002590732 |  | ERP-MM-DC1 | 2011-12-17 | 20
GT09 | 2210-4-GT09-MBL10AN001-M01 | 2000229470 | 17MBL10AN001-M01 | 17MBL10AN001-M01 | INLET FILTER DUST COLL.SYS. BLOWER MOTOR | RME | GEMOTR | B | X | 202028359 | 1997-07-31 | 000002590736 |  | ERP-MM-DC1 | 2011-12-17 | 20
GT09 | 2210-4-GT09-MBL10AN010-M01 | 2000229478 | 17MBL10AN010-M01 | 17MBL10AN010-M01 | HEATING AIR FAN MOTOR FOR TURB.COMPT. | RME | GEMOTR | C | X | 202028359 | 1997-07-31 | 000002590740 |  | ERP-MM-DC1 | 2011-12-17 | 20
GT09 | 2210-4-GT09-MBL10AT001 | 2000229486 | 17MBL10AT001 | 17MBL10AT001 | COMBUSTION TURBINE FILTER HOUSE/DUCTING | RMM | GMFILT | C | X | 202028359 | 1997-07-31 | 000002590754 |  | ERP-MM-DC1 | 2011-12-17 | 20
GT09 | 2210-4-GT09-MBL10CP001 | 2000229494 | 17MBL10CP001 | 17MBL10CP001 | INLET AIR FILTER COMP.AIR PRESS SWITCH | RMI | GISW-CN | C | X | 202028359 | 1997-07-31 | 000002590758 |  | ERP-DLGN-EAA | 2013-03-05 | 20
GT09 | 2210-4-GT09-MBM10 | 2000229502 | 17MBM10 | 17MBM10 | COMBUSTION CHAMBER | RMM | GMCMBU | C | X | 202028359 | 1997-07-31 | 000002590772 |  | ERP-MM-DC1 | 2011-12-17 | 20
GT09 | 2210-4-GT09-MBM10AV001 | 2000229509 | 17MBM10AV001 | 17MBM10AV001 | SPARK PLUG - COMBUSTION CHAMBER 1 | RMI | GIIGNT | C | X | 202028359 | 1997-07-31 | 000002590775 |  | ERP-MM-DC1 | 2011-12-17 | 20
GT09 | 2210-4-GT09-MBM10AV010 | 2000229517 | 17MBM10AV010 | 17MBM10AV010 | SPARK PLUG - COMBUSTION CHAMBER 10 | RMI | GIIGNT | C | X | 202028359 | 1997-07-31 | 000002590779 |  | ERP-MM-DC1 | 2011-12-17 | 20
GT09 | 2210-4-GT09-MBM10CR003 | 2000229525 | 17MBM10CR003 | 17MBM10CR003 | FLAME DETECTOR COMBUSTION CHAMBER-3 | RMI | GIDT-FL | C | X | 202028359 | 1997-07-31 | 000002590793 |  | ERP-MM-DC1 | 2011-12-17 | 20
GT09 | 2210-4-GT09-MBM10CR004 | 2000229533 | 17MBM10CR004 | 17MBM10CR004 | FLAME DETECTOR COMBUSTION CHAMBER-4 | RMI | GIDT-FL | C | X | 202028359 | 1997-07-31 | 000002590797 |  | ERP-MM-DC1 | 2011-12-17 | 20
GT09 | 2210-4-GT09-MBM10CR007 | 2000229541 | 17MBM10CR007 | 17MBM10CR007 | FLAME DETECTOR COMBUSTION CHAMBER-7 | RMI | GIDT-FL | C | X | 202028359 | 1997-07-31 | 000002590811 |  | ERP-MM-DC1 | 2011-12-17 | 20
GT09 | 2210-4-GT09-MBM10CR008 | 2000229549 | 17MBM10CR008 | 17MBM10CR008 | FLAME DETECTOR COMBUSTION CHAMBER-8 | RMI | GIDT-FL | C | X | 202028359 | 1997-07-31 | 000002590815 |  | ERP-MM-DC1 | 2011-12-17 | 20
GT09 | 2210-4-GT09-MBN31AA301 | 2000229557 | 17MBN31AA301 | 17MBN31AA301 | FUEL HEATER-A PRESSURE RELIEF VALVE | RMM | GMVL-RE | C | X | 202028359 | 1997-07-31 | 000002590819 |  | ERP-MM-DC1 | 2011-12-17 | 20
GT09 | 2210-4-GT09-MBN31AA302 | 2000229565 | 17MBN31AA302 | 17MBN31AA302 | FUEL HEATER-B PRESSURE RELIEF VALVE | RMM | GMVL-RE | C | X | 202028359 | 1997-07-31 | 000002590833 |  | ERP-MM-DC1 | 2011-12-17 | 20
GT09 | 2210-4-GT09-MBN31AA303 | 2000229573 | 17MBN31AA303 | 17MBN31AA303 | FUEL HEATER-C PRESSURE RELIEF VALVE | RMM | GMVL-RE | C | X | 202028359 | 1997-07-31 | 000002590837 |  | ERP-MM-DC1 | 2011-12-17 | 20
GT09 | 2210-4-GT09-MBN31AA304 | 2000229581 | 17MBN31AA304 | 17MBN31AA304 | FUEL HEATER-D PRESSURE RELIEF VALVE | RMM | GMVL-RE | C | X | 202028359 | 1997-07-31 | 000002590851 |  | ERP-MM-DC1 | 2011-12-17 | 20
GT09 | 2210-4-GT09-MBN31AA701 | 2000229589 | 17MBN31AA701 | 17MBN31AA701 | FUEL ISOL. VALVE FOR FUEL HEATER-A&B | RMM | GMVLVE | C | X | 202028359 | 1997-07-31 | 000002590855 |  | ERP-MM-DC1 | 2011-12-17 | 20
GT09 | 2210-4-GT09-MBN31AA702 | 2000229597 | 17MBN31AA702 | 17MBN31AA702 | FUEL ISOL. VALVE FOR FUEL HEATER-C&D | RMM | GMVLVE | C | X | 202028359 | 1997-07-31 | 000002590859 |  | ERP-MM-DC1 | 2011-12-17 | 20
GT09 | 2210-4-GT09-MBN31AA703 | 2000229605 | 17MBN31AA703 | 17MBN31AA703 | FUEL HEATER-A INLET VALVE | RMM | GMVLVE | B | X | 202028359 | 1997-07-31 | 000002590873 |  | ERP-MM-DC1 | 2011-12-17 | 20
GT09 | 2210-4-GT09-MBN31AA704 | 2000229613 | 17MBN31AA704 | 17MBN31AA704 | FUEL HEATER-A OUTLET VALVE | RMM | GMVLVE | B | X | 202028359 | 1997-07-31 | 000002590877 |  | ERP-MM-DC1 | 2011-12-17 | 20
GT09 | 2210-4-GT09-MBN31AA705 | 2000229621 | 17MBN31AA705 | 17MBN31AA705 | FUEL HEATER-A BYPASS VALVE | RMM | GMVLVE | B | X | 202028359 | 1997-07-31 | 000002590891 |  | ERP-MM-DC1 | 2011-12-17 | 20
GT09 | 2210-4-GT09-MBN31AA706 | 2000229629 | 17MBN31AA706 | 17MBN31AA706 | FUEL HEATER-B INLET VALVE | RMM | GMVLVE | B | X | 202028359 | 1997-07-31 | 000002590895 |  | ERP-MM-DC1 | 2011-12-17 | 20
GT09 | 2210-4-GT09-MBN31AA707 | 2000229636 | 17MBN31AA707 | 17MBN31AA707 | FUEL HEATER-B OUTLET VALVE | RMM | GMVLVE | B | X | 202028359 | 1997-07-31 | 000002590898 |  | ERP-MM-DC1 | 2011-12-17 | 20
GT09 | 2210-4-GT09-MBN31AA708 | 2000229644 | 17MBN31AA708 | 17MBN31AA708 | FUEL HEATER-B BYPASS VALVE | RMM | GMVLVE | B | X | 202028359 | 1997-07-31 | 000002590912 |  | ERP-MM-DC1 | 2011-12-17 | 20
GT09 | 2210-4-GT09-MBN31AA709 | 2000229652 | 17MBN31AA709 | 17MBN31AA709 | FUEL HEATER-C INLET VALVE | RMM | GMVLVE | B | X | 202028359 | 1997-07-31 | 000002590916 |  | ERP-MM-DC1 | 2011-12-17 | 20
GT09 | 2210-4-GT09-MBN31AA710 | 2000229660 | 17MBN31AA710 | 17MBN31AA710 | FUEL HEATER-C OUTLET VALVE | RMM | GMVLVE | B | X | 202028359 | 1997-07-31 | 000002590920 |  | ERP-MM-DC1 | 2011-12-17 | 20
GT09 | 2210-4-GT09-MBN31AA711 | 2000229668 | 17MBN31AA711 | 17MBN31AA711 | FUEL HEATER-C BYPASS VALVE | RMM | GMVLVE | B | X | 202028359 | 1997-07-31 | 000002590934 |  | ERP-MM-DC1 | 2011-12-17 | 20
GT09 | 2210-4-GT09-MBN31AA712 | 2000229676 | 17MBN31AA712 | 17MBN31AA712 | FUEL HEATER-D INLET VALVE | RMM | GMVLVE | B | X | 202028359 | 1997-07-31 | 000002590938 |  | ERP-MM-DC1 | 2011-12-17 | 20
GT09 | 2210-4-GT09-MBN31AA713 | 2000229684 | 17MBN31AA713 | 17MBN31AA713 | FUEL HEATER-D OUTLET VALVE | RMM | GMVLVE | B | X | 202028359 | 1997-07-31 | 000002590952 |  | ERP-MM-DC1 | 2011-12-17 | 20
GT09 | 2210-4-GT09-MBN31AA714 | 2000229692 | 17MBN31AA714 | 17MBN31AA714 | FUEL HEATER-D BYPASS VALVE | RMM | GMVLVE | B | X | 202028359 | 1997-07-31 | 000002590956 |  | ERP-MM-DC1 | 2011-12-17 | 20
GT09 | 2210-4-GT09-MBN31AA715 | 2000229700 | 17MBN31AA715 | 17MBN31AA715 | FUEL HEATER-A&B OUTLET ISOLATION VALVE | RMM | GMVLVE | B | X | 202028359 | 1997-07-31 | 000002590960 |  | ERP-MM-DC1 | 2011-12-17 | 20
GT09 | 2210-4-GT09-MBN31AA716 | 2000229708 | 17MBN31AA716 | 17MBN31AA716 | FUEL HEATER-C&D OUTLET ISOLATION VALVE | RMM | GMVLVE | B | X | 202028359 | 1997-07-31 | 000002590974 |  | ERP-MM-DC1 | 2011-12-17 | 20
GT09 | 2210-4-GT09-MBN31AC001 | 2000229716 | 17MBN31AC001 | 17MBN31AC001 | FUEL HEATER-A | RME | GEHTR | B | X | 202028359 | 1997-07-31 | 000002590978 |  | ERP-MM-DC1 | 2011-12-17 | 20
GT09 | 2210-4-GT09-MBN31AC002 | 2000229724 | 17MBN31AC002 | 17MBN31AC002 | FUEL HEATER-B | RME | GEHTR | B | X | 202028359 | 1997-07-31 | 000002590992 |  | ERP-MM-DC1 | 2011-12-17 | 20
GT09 | 2210-4-GT09-MBN31AC003 | 2000229732 | 17MBN31AC003 | 17MBN31AC003 | FUEL HEATER-C | RME | GEHTR | B | X | 202028359 | 1997-07-31 | 000002590996 |  | ERP-MM-DC1 | 2011-12-17 | 20
GT09 | 2210-4-GT09-MBN31AC004 | 2000229740 | 17MBN31AC004 | 17MBN31AC004 | FUEL HEATER-D | RME | GEHTR | B | X | 202028359 | 1997-07-31 | 000002591000 |  | ERP-MM-DC1 | 2011-12-17 | 20
GT09 | 2210-4-GT09-MBN31BR001 | 2000229748 | 17MBN31BR001 | 17MBN31BR001 | FUEL HEATER INLET & OUTLET PIPING | RMM | GMPIPE | B | X | 202028359 | 1997-07-31 | 000002591014 |  | ERP-MM-DC1 | 2011-12-17 | 20
GT09 | 2210-4-GT09-MBN31CP001 | 2000229756 | 17MBN31CP001 | 17MBN31CP001 | FUEL HEATER-A INLET PRESSURE INDICATOR | RMI | GIIN-PR | C | X | 202028359 | 1997-07-31 | 000002591018 |  | ERP-MM-DC1 | 2011-12-17 | 20
GT09 | 2210-4-GT09-MBN31CP002 | 2000229764 | 17MBN31CP002 | 17MBN31CP002 | FUEL HEATER-B INLET PRESSURE INDICATOR | RMI | GIIN-PR | C | X | 202028359 | 1997-07-31 | 000002591032 |  | ERP-MM-DC1 | 2011-12-17 | 20
GT09 | 2210-4-GT09-MBN31CT001 | 2000229772 | 17MBN31CT001 | 17MBN31CT001 | FUEL HEATER-A INLET TEMP.TRANSMITTER | RMI | GIEL-TE | C | X | 202028359 | 1997-07-31 | 000002591036 |  | ERP-MM-DC1 | 2011-12-17 | 20
GT09 | 2210-4-GT09-MBN31CT002 | 2000229780 | 17MBN31CT002 | 17MBN31CT002 | FUEL HEATER-C INLET TEMP.TRANSMITTER | RMI | GIEL-TE | C | X | 202028359 | 1997-07-31 | 000002591040 |  | ERP-MM-DC1 | 2011-12-17 | 20
GT09 | 2210-4-GT09-MBN31CT003 | 2000229788 | 17MBN31CT003 | 17MBN31CT003 | FUEL HEATER-A OUTLET TEMP.INDICATOR | RMI | GIIN-TE | C | X | 202028359 | 1997-07-31 | 000002591054 |  | ERP-MM-DC1 | 2011-12-17 | 20
GT09 | 2210-4-GT09-MBN31CT004 | 2000229796 | 17MBN31CT004 | 17MBN31CT004 | FUEL HEATER-C OUTLET TEMP.INDICATOR | RMI | GIIN-TE | C | X | 202028359 | 1997-07-31 | 000002591058 |  | ERP-MM-DC1 | 2011-12-17 | 20
GT09 | 2210-4-GT09-MBN31CT005 | 2000229804 | 17MBN31CT005 | 17MBN31CT005 | FUEL HEATER-A OVERHEAT THERMOCOUPLE | RMI | GITHRC | C | X | 202028359 | 1997-07-31 | 000002591072 |  | ERP-MM-DC1 | 2011-12-17 | 20
GT09 | 2210-4-GT09-MBN31CT006 | 2000229812 | 17MBN31CT006 | 17MBN31CT006 | FUEL HEATER-B OVERHEAT THERMOCOUPLE | RMI | GITHRC | C | X | 202028359 | 1997-07-31 | 000002591076 |  | ERP-MM-DC1 | 2011-12-17 | 20
GT09 | 2210-4-GT09-MBN31CT007 | 2000229820 | 17MBN31CT007 | 17MBN31CT007 | FUEL HEATER-C OVERHEAT THERMOCOUPLE | RMI | GITHRC | C | X | 202028359 | 1997-07-31 | 000002591080 |  | ERP-MM-DC1 | 2011-12-17 | 20
GT09 | 2210-4-GT09-MBN31CT008 | 2000229828 | 17MBN31CT008 | 17MBN31CT008 | FUEL HEATER-D OVERHEAT THERMOCOUPLE | RMI | GITHRC | C | X | 202028359 | 1997-07-31 | 000002591094 |  | ERP-MM-DC1 | 2011-12-17 | 20
GT09 | 2210-4-GT09-MBN31CT009 | 2000229836 | 17MBN31CT009 | 17MBN31CT009 | FUEL HEATR-B O/L TEMP.CONTRL.THERMCOUPLE | RMI | GITHRC | C | X | 202028359 | 1997-07-31 | 000002591098 |  | ERP-MM-DC1 | 2011-12-17 | 20
GT09 | 2210-4-GT09-MBN31CT010 | 2000229844 | 17MBN31CT010 | 17MBN31CT010 | FUEL HEATR-D O/L TEMP.CONTRL.THERMCOUPLE | RMI | GITHRC | C | X | 202028359 | 1997-07-31 | 000002591112 |  | ERP-MM-DC1 | 2011-12-17 | 20
GT09 | 2210-4-GT09-MBN31GH001 | 2000229852 | 17MBN31GH001 | 17MBN31GH001 | CR.OIL HEATG.UNIT CONTROL PANEL IN PECC | RME | GEPANL | C | X | 202028359 | 1997-07-31 | 000002591116 |  | ERP-MM-DC1 | 2011-12-17 | 20
GT09 | 2210-4-GT09-MBN32 | 2000229860 | 17MBN32 | 17MBN32 | FUEL OIL BYPASS SERVO VALVE | RMM | GMVLVE | B | X | 202028359 | 1997-07-31 | 000002591120 |  | ERP-MM-DC1 | 2011-12-17 | 20
GT09 | 2210-4-GT09-MBN32AA001 | 2000229868 | 17MBN32AA001 | 17MBN32AA001 | CRUDE F.OIL STR.O/L PRESS REGULATG.VALVE | RMM | GMVL-BA | B | X | 202028359 | 1997-07-31 | 000002591134 |  | ERP-MM-DC1 | 2011-12-17 | 20
GT09 | 2210-4-GT09-MBN32AA002 | 2000229876 | 17MBN32AA002 | 17MBN32AA002 | MAIN FUEL PUMP BYPASS CONTROL VALVE | RMM | GMVL-BA | B | X | 202028359 | 1997-07-31 | 000002591138 |  | ERP-MM-DC1 | 2011-12-17 | 20
GT09 | 2210-4-GT09-MBN32AA003 | 2000229884 | 17MBN32AA003 | 17MBN32AA003 | MAIN FUEL PUMP(BYPASS) SERVO VALVE | RMM | GMVLVE | B | X | 202028359 | 1997-07-31 | 000002591152 |  | ERP-MM-DC1 | 2011-12-17 | 20
GT09 | 2210-4-GT09-MBN32AA101 | 2000229892 | 17MBN32AA101 | 17MBN32AA101 | FUEL HEATER BYPASS(RETURN) VALVE(MOT) | RMM | GMVL-MO | B | X | 202028359 | 1997-07-31 | 000002591156 |  | ERP-MM-DC1 | 2011-12-17 | 20
GT09 | 2210-4-GT09-MBN32AA102 | 2000229900 | 17MBN32AA102 | 17MBN32AA102 | FUEL OIL TRANSFER 3WAY CHANGE OVER VALVE | RMM | GMVL-MO | B | X | 202028359 | 1997-07-31 | 000002591160 |  | ERP-MM-DC1 | 2011-12-17 | 20
GT09 | 2210-4-GT09-MBN32AA301 | 2000229908 | 17MBN32AA301 | 17MBN32AA301 | LIQUID FUEL LP.FILTER PRESS.RELIEF VALVE | RMM | GMVL-RE | C | X | 202028359 | 1997-07-31 | 000002591174 |  | ERP-MM-DC1 | 2011-12-17 | 20
GT09 | 2210-4-GT09-MBN32AA302 | 2000229916 | 17MBN32AA302 | 17MBN32AA302 | LIQUID FUEL LP.FILTER PRESS.RELIEF VALVE | RMM | GMVL-RE | C | X | 202028359 | 1997-07-31 | 000002591178 |  | ERP-MM-DC1 | 2011-12-17 | 20
GT09 | 2210-4-GT09-MBN32AA303 | 2000229924 | 17MBN32AA303 | 17MBN32AA303 | SAFETY RELIEF VALVE FOR FO.SCR.DISC.FLTR | RMM | GMVL-RE | C | X | 202028359 | 1997-07-31 | 000002591192 |  | ERP-MM-DC1 | 2011-12-17 | 20
GT09 | 2210-4-GT09-MBN32AA304 | 2000229932 | 17MBN32AA304 | 17MBN32AA304 | FO.SCRPR.DISC.FILTER SAFETY RELIEF VALVE | RMM | GMVL-RE | C | X | 202028359 | 1997-07-31 | 000002591196 |  | ERP-MM-DC1 | 2011-12-17 | 20
GT09 | 2210-4-GT09-MBN32AA305 | 2000229940 | 17MBN32AA305 | 17MBN32AA305 | MAIN FUEL PUMP PRESSURE RELIEF VALVE | RMM | GMVL-RE | C | X | 202028359 | 1997-07-31 | 000002591200 |  | ERP-MM-DC1 | 2011-12-17 | 20
GT09 | 2210-4-GT09-MBN32AA502 | 2000229948 | 17MBN32AA502 | 17MBN32AA502 | EXHAUST FRAME FALSE START DRAIN VALVE | RMM | GMVLVE | B | X | 202028359 | 1997-07-31 | 000002591214 |  | ERP-MM-DC1 | 2011-12-17 | 20
GT09 | 2210-4-GT09-MBN32AA503 | 2000229956 | 17MBN32AA503 | 17MBN32AA503 | COMBUSTN.WRAPPER FALSE START DRAIN VALVE | RMM | GMVLVE | B | X | 202028359 | 1997-07-31 | 000002591218 |  | ERP-MM-DC1 | 2011-12-17 | 20
GT09 | 2210-4-GT09-MBN32AA504 | 2000229964 | 17MBN32AA504 | 17MBN32AA504 | DRAIN VALVE EXHAUST PLENUM | RMM | GMVLVE | B | X | 202028359 | 1997-07-31 | 000002591232 |  | ERP-MM-DC1 | 2011-12-17 | 20
GT09 | 2210-4-GT09-MBN32AA601 | 2000229972 | 17MBN32AA601 | 17MBN32AA601 | LIQUID FUEL NOZZLE-1 CHECK VALVE | RMM | GMVLVE | C | X | 202028359 | 1997-07-31 | 000002591236 |  | ERP-MM-DC1 | 2011-12-17 | 20
GT09 | 2210-4-GT09-MBN32AA602 | 2000229980 | 17MBN32AA602 | 17MBN32AA602 | LQUID FUEL NOZZLE-2 CHECK VALVE | RMM | GMVLVE | C | X | 202028359 | 1997-07-31 | 000002591240 |  | ERP-MM-DC1 | 2011-12-17 | 20
GT09 | 2210-4-GT09-MBN32AA603 | 2000229988 | 17MBN32AA603 | 17MBN32AA603 | LIQUID FUEL NOZZLE-3 CHECK VALVE | RMM | GMVLVE | C | X | 202028359 | 1997-07-31 | 000002591254 |  | ERP-MM-DC1 | 2011-12-17 | 20
GT09 | 2210-4-GT09-MBN32AA604 | 2000229996 | 17MBN32AA604 | 17MBN32AA604 | LIQUID FUEL NOZZLE-4 CHECK VALVE | RMM | GMVLVE | C | X | 202028359 | 1997-07-31 | 000002591258 |  | ERP-MM-DC1 | 2011-12-17 | 20
GT09 | 2210-4-GT09-MBN32AA605 | 2000230004 | 17MBN32AA605 | 17MBN32AA605 | LIQUID FUEL NOZZLE-5 CHECK VALVE | RMM | GMVLVE | C | X | 202028359 | 1997-07-31 | 000002591272 |  | ERP-MM-DC1 | 2011-12-17 | 20
GT09 | 2210-4-GT09-MBN32AA606 | 2000230012 | 17MBN32AA606 | 17MBN32AA606 | LIQUID FUEL NOZZLE-6 CHECK VALVE | RMM | GMVLVE | C | X | 202028359 | 1997-07-31 | 000002591276 |  | ERP-MM-DC1 | 2011-12-17 | 20
GT09 | 2210-4-GT09-MBN32AA607 | 2000230020 | 17MBN32AA607 | 17MBN32AA607 | LIQUID FUEL NOZZLE-7 CHECK VALVE | RMM | GMVLVE | C | X | 202028359 | 1997-07-31 | 000002591280 |  | ERP-MM-DC1 | 2011-12-17 | 20
GT09 | 2210-4-GT09-MBN32AA608 | 2000230028 | 17MBN32AA608 | 17MBN32AA608 | LIQUID FUEL NOZZLE-8 CHECK VALVE | RMM | GMVLVE | C | X | 202028359 | 1997-07-31 | 000002591294 |  | ERP-MM-DC1 | 2011-12-17 | 20
GT09 | 2210-4-GT09-MBN32AA609 | 2000230036 | 17MBN32AA609 | 17MBN32AA609 | LIQUID FUEL NOZZLE-9 CHECK VALVE | RMM | GMVLVE | C | X | 202028359 | 1997-07-31 | 000002591298 |  | ERP-MM-DC1 | 2011-12-17 | 20
GT09 | 2210-4-GT09-MBN32AA610 | 2000230044 | 17MBN32AA610 | 17MBN32AA610 | LIQUID FUEL NOZZLE-10 CHECK VALVE | RMM | GMVLVE | C | X | 202028359 | 1997-07-31 | 000002591312 |  | ERP-MM-DC1 | 2011-12-17 | 20
GT09 | 2210-4-GT09-MBN32AA701 | 2000230052 | 17MBN32AA701 | 17MBN32AA701 | CRUDE FUEL OIL STRAINER-INLET VALVE | RMM | GMVLVE | B | X | 202028359 | 1997-07-31 | 000002591316 |  | ERP-MM-DC1 | 2011-12-17 | 20
GT09 | 2210-4-GT09-MBN32AA702 | 2000230060 | 17MBN32AA702 | 17MBN32AA702 | LIQUID FUEL FILTER TRANSFER VALVE(6PORT) | RMM | GMVLVE | C | X | 202028359 | 1997-07-31 | 000002591320 |  | ERP-MM-DC1 | 2011-12-17 | 20
GT09 | 2210-4-GT09-MBN32AA703 | 2000230068 | 17MBN32AA703 | 17MBN32AA703 | MAIN LIQUID FUEL PUMP SUCTION VALVE | RMM | GMVLVE | B | X | 202028359 | 1997-07-31 | 000002591334 |  | ERP-MM-DC1 | 2011-12-17 | 20
GT09 | 2210-4-GT09-MBN32AA704 | 2000230076 | 17MBN32AA704 | 17MBN32AA704 | SEC.FUEL OIL FILTER TRANSFER VALVE | RMM | GMVLVE | B | X | 202028359 | 1997-07-31 | 000002591338 |  | ERP-MM-DC1 | 2011-12-17 | 20
GT09 | 2210-4-GT09-MBN32AA705 | 2000230084 | 17MBN32AA705 | 17MBN32AA705 | HYD.TRIP VALVE FOR LIQUID FUEL STOP V/V | RMM | GMVLVE | B | X | 202028359 | 1997-07-31 | 000002591352 |  | ERP-MM-DC1 | 2011-12-17 | 20
GT09 | 2210-4-GT09-MBN32AA801 | 2000230092 | 17MBN32AA801 | 17MBN32AA801 | CRUDE F.OIL STOP SOLENOID VALVE | RMM | GMVL-SL | C | X | 202028359 | 1997-07-31 | 000002591356 |  | ERP-MM-DC1 | 2011-12-17 | 20
GT09 | 2210-4-GT09-MBN32AA802 | 2000230100 | 17MBN32AA802 | 17MBN32AA802 | MAIN LIQUD.FUEL PUMP CLUTCH SOLENOID V/V | RMM | GMVL-SL | C | X | 202028359 | 1997-07-31 | 000002591360 |  | ERP-MM-DC1 | 2011-12-17 | 20
GT09 | 2210-4-GT09-MBN32AA803 | 2000230108 | 17MBN32AA803 | 17MBN32AA803 | SOLENOID VALVE FOR LIQUID FUEL STOP V/V | RMM | GMVL-SL | C | X | 202028359 | 1997-07-31 | 000002591374 |  | ERP-MM-DC1 | 2011-12-17 | 20
GT09 | 2210-4-GT09-MBN32AN001-M01 | 2000230116 | 17MBN32AN001-M01 | 17MBN32AN001-M01 | HP FUEL FILTER UNIT VENT FAN MOTOR | RME | GEMOTR | C | X | 202028359 | 1997-07-31 | 000002591378 |  | ERP-MM-DC1 | 2011-12-17 | 20
GT09 | 2210-4-GT09-MBN32AP001 | 2000230124 | 17MBN32AP001 | 17MBN32AP001 | MAIN LIQUID FUEL PUMP | RMM | GMPUMP | B | X | 202028359 | 1997-07-31 | 000002591392 |  | ERP-MM-DC1 | 2011-12-17 | 20
GT09 | 2210-4-GT09-MBN32AP001-M01 | 2000230132 | 17MBN32AP001-M01 | 17MBN32AP001-M01 | MAIN LIQUID FUEL PUMP - MOTOR | RME | GEMOTR | B | X | 202028359 | 1997-07-31 | 000002591396 |  | ERP-MM-DC1 | 2011-12-17 | 20
GT09 | 2210-4-GT09-MBN32AT001 | 2000230140 | 17MBN32AT001 | 17MBN32AT001 | CRUDE FUEL OIL STRAINER-A BEFORE PRV. | RMM | GMSTRN | B | X | 202028359 | 1997-07-31 | 000002591400 |  | ERP-MM-DC1 | 2011-12-17 | 20
GT09 | 2210-4-GT09-MBN32AT002 | 2000230148 | 17MBN32AT002 | 17MBN32AT002 | CRUDE FUEL OIL STRAINER-B BEFORE PRV. | RMM | GMFILT | B | X | 202028359 | 1997-07-31 | 000002591414 |  | ERP-MM-DC1 | 2011-12-17 | 20
GT09 | 2210-4-GT09-MBN32AT003 | 2000230156 | 17MBN32AT003 | 17MBN32AT003 | LIQUID FUEL SCRAPPER DISC FILTER-1 | RMM | GMFILT | B | X | 202028359 | 1997-07-31 | 000002591418 |  | ERP-MM-DC1 | 2011-12-17 | 20
GT09 | 2210-4-GT09-MBN32AT003-M01 | 2000230164 | 17MBN32AT003-M01 | 17MBN32AT003-M01 | LIQUID FUEL SCRAPPER DISC FILTER 1-MOTOR | RME | GEMOTR | B | X | 202028359 | 1997-07-31 | 000002591432 |  | ERP-MM-DC1 | 2011-12-17 | 20
GT09 | 2210-4-GT09-MBN32AT004 | 2000230172 | 17MBN32AT004 | 17MBN32AT004 | LIQUID FUEL SCRAPER DISC FILTER-2 | RMM | GMFILT | B | X | 202028359 | 1997-07-31 | 000002591436 |  | ERP-MM-DC1 | 2011-12-17 | 20
GT09 | 2210-4-GT09-MBN32AT004-M01 | 2000230180 | 17MBN32AT004-M01 | 17MBN32AT004-M01 | LIQ.FUEL SCRAPPER DISC FILTER-2 MOTOR | RME | GEMOTR | B | X | 202028359 | 1997-07-31 | 000002591440 |  | ERP-MM-DC1 | 2011-12-17 | 20
GT09 | 2210-4-GT09-MBN32AT005 | 2000230188 | 17MBN32AT005 | 17MBN32AT005 | LIQUID FUEL PRIMARY(LOW PR)FUEL FILTER-1 | RMM | GMFILT | B | X | 202028359 | 1997-07-31 | 000002591454 |  | ERP-MM-DC1 | 2011-12-17 | 20
GT09 | 2210-4-GT09-MBN32AT006 | 2000230196 | 17MBN32AT006 | 17MBN32AT006 | LIQUID FUEL PRIMARY(LOW PR)FUEL FILTER-2 | RMM | GMFILT | B | X | 202028359 | 1997-07-31 | 000002591458 |  | ERP-MM-DC1 | 2011-12-17 | 20
GT09 | 2210-4-GT09-MBN32AT007 | 2000230204 | 17MBN32AT007 | 17MBN32AT007 | SECONDARY (HIGH PRESS) FUEL FILTER-A | RMM | GMFILT | B | X | 202028359 | 1997-07-31 | 000002591472 |  | ERP-MM-DC1 | 2011-12-17 | 20
GT09 | 2210-4-GT09-MBN32AT008 | 2000230213 | 17MBN32AT008 | 17MBN32AT008 | SECONDARY (HIGH PRESS) FUEL FILTER-B | RMM | GMFILT | B | X | 202028359 | 1997-07-31 | 000002591477 |  | ERP-MM-DC1 | 2011-12-17 | 20
GT09 | 2210-4-GT09-MBN32AV | 2000230221 | 17MBN32AV | 17MBN32AV | LIQUID FUEL NOZZLES (1 TO 10) | RMM | GMNOZL | B | X | 202028359 | 1997-07-31 | 000002591491 |  | ERP-MM-DC1 | 2011-12-17 | 20
GT09 | 2210-4-GT09-MBN32CF001 | 2000230229 | 17MBN32CF001 | 17MBN32CF001 | FUEL OIL FLOW DIVIDER | RMM | GMFLWD | B | X | 202028359 | 1997-07-31 | 000002591495 |  | ERP-MM-DC1 | 2011-12-17 | 20
GT09 | 2210-4-GT09-MBN32CF002 | 2000230237 | 17MBN32CF002 | 17MBN32CF002 | CRUDE FUEL OIL FLOW METER | RMM | GMFLWD | B | X | 202028359 | 1997-07-31 | 000002591499 |  | ERP-MM-DC1 | 2011-12-17 | 20
GT09 | 2210-4-GT09-MBN32CP001 | 2000230245 | 17MBN32CP001 | 17MBN32CP001 | CRUDE F.OIL STRAINER DIFF.PRESS.INDICATR | RMI | GIIN-PR | C | X | 202028359 | 1997-07-31 | 000002591513 |  | ERP-MM-DC1 | 2011-12-17 | 20
GT09 | 2210-4-GT09-MBN32CP002 | 2000230253 | 17MBN32CP002 | 17MBN32CP002 | CRUDE FUEL OIL PRESSURE SWITCH AFT.FM. | RMI | GISW-CN | C | X | 202028359 | 1997-07-31 | 000002591517 |  | ERP-DLGN-EAA | 2013-03-05 | 20
GT09 | 2210-4-GT09-MBN32CP003 | 2000230261 | 17MBN32CP003 | 17MBN32CP003 | LIQUID FUEL LP.FILTR.DIFF.PRESS.SWITCH | RMI | GISW-CN | C | X | 202028359 | 1997-07-31 | 000002591531 |  | ERP-DLGN-EAA | 2013-03-05 | 20
GT09 | 2210-4-GT09-MBN32CP004 | 2000230269 | 17MBN32CP004 | 17MBN32CP004 | SEC.FUEL OIL FILTER DIFF.PRESS.SWITCH | RMI | GISW-CN | C | X | 202028359 | 1997-07-31 | 000002591535 |  | ERP-DLGN-EAA | 2013-03-05 | 20
GT09 | 2210-4-GT09-MBN32CT001 | 2000230277 | 17MBN32CT001 | 17MBN32CT001 | CRUDE F.OIL STRAINER O/L TEMP.TRANSMITER | RMI | GIEL-TE | C | X | 202028359 | 1997-07-31 | 000002591539 |  | ERP-MM-DC1 | 2011-12-17 | 20
GT09 | 2210-4-GT09-MBR00 | 2000230285 | 17MBR00 | 17MBR00 | LOCAL INSTRUMENTS - GROUPED | RMI | GIELMT | C | X | 202028359 | 1997-07-31 | 000002591553 |  | ERP-MM-DC1 | 2011-12-17 | 20
GT09 | 2210-4-GT09-MBR00CP001 | 2000230293 | 17MBR00CP001 | 17MBR00CP001 | DIVERTER DAMPER, PRESSURE INSTRUMENTS | RMI | GISW-CN | C | X | 202028359 | 1997-07-31 | 000002591557 |  | ERP-DLGN-EAA | 2013-03-05 | 20
GT09 | 2210-4-GT09-MBR10AA001 | 2000230301 | 17MBR10AA001 | 17MBR10AA001 | DIVERTER DAMPER & ACTUATOR | RMM | GMDAMP | B | X | 202028359 | 1997-07-31 | 000002591571 |  | ERP-MM-DC1 | 2011-12-17 | 20
GT09 | 2210-4-GT09-MBR10AA001-M01 | 2000230309 | 17MBR10AA001-M01 | 17MBR10AA001-M01 | DIVERTER DAMPER ACTUATOR MOTOR | RME | GEMOTR | B | X | 202028359 | 1997-07-31 | 000002591575 |  | ERP-MM-DC1 | 2011-12-17 | 20
GT09 | 2210-4-GT09-MBR10AB001 | 2000230317 | 17MBR10AB001 | 17MBR10AB001 | DIVERTER INLET EXPANSION JOINT | RMM | GMEXJT | C | X | 202028359 | 1997-07-31 | 000002591579 |  | ERP-MM-DC1 | 2011-12-17 | 20
GT09 | 2210-4-GT09-MBR10BF001 | 2000230325 | 17MBR10BF001 | 17MBR10BF001 | EXHAUST BYPASS SYSTEM |  |  | C | X | 202028359 | 1997-07-31 | 000002591593 |  | ERP-MM-DC1 | 2011-12-17 | 20
GT09 | 2210-4-GT09-MBR10BR001 | 2000230333 | 17MBR10BR001 | 17MBR10BR001 | TURBINE TO DIVERTER DUCT | RMM | GMDUCT | C | X | 202028359 | 1997-07-31 | 000002591597 |  | ERP-MM-DC1 | 2011-12-17 | 20
GT09 | 2210-4-GT09-MBR10CG | 2000230341 | 17MBR10CG | 17MBR10CG | DIVERTER DAMPER LIMIT SWITCHS-GROUP | RMI | GISW-LM | C | X | 202028359 | 1997-07-31 | 000002591611 |  | ERP-MM-DC1 | 2011-12-17 | 20
GT09 | 2210-4-GT09-MBR10CG001 | 2000230349 | 17MBR10CG001 | 17MBR10CG001 | DIVERTER DAMPER, POSITION TRANSMITTER | RMM | GMASHT | C | X | 202028359 | 1997-07-31 | 000002591615 |  | ERP-MM-DC1 | 2011-12-17 | 20
GT09 | 2210-4-GT09-MBR10CG01 | 2000230357 | 17MBR10CG01 | 17MBR10CG01 | DIVERTER DAMPER POSITION TRANSMITTER | RMM | GMASHT | C | X | 202028359 | 1997-07-31 | 000002591619 |  | ERP-MM-DC1 | 2011-12-17 | 20
GT09 | 2210-4-GT09-MBR10CL001 | 2000230365 | 17MBR10CL001 | 17MBR10CL001 | DIVERTER DAMPER, LIMIT SWITCH | RMI | GISW-LM | C | X | 202028359 | 1997-07-31 | 000002591633 |  | ERP-MM-DC1 | 2011-12-17 | 20
GT09 | 2210-4-GT09-MBR10CT001 | 2000230373 | 17MBR10CT001 | 17MBR10CT001 | TURBINE EXHAUST TEMPERATURE THERMOCOUPLE | RMI | GITHRC | C | X | 202028359 | 1997-07-31 | 000002591637 |  | ERP-MM-DC1 | 2011-12-17 | 20
GT09 | 2210-4-GT09-MBR10GA001 | 2000230381 | 17MBR10GA001 | 17MBR10GA001 | SEALING AIR FAN SKID JUNCTION BOX | RME | GEBO-CN | C | X | 202028359 | 1997-07-31 | 000002591651 |  | ERP-MM-DC1 | 2011-12-17 | 20
GT09 | 2210-4-GT09-MBR10GH001 | 2000230389 | 17MBR10GH001 | 17MBR10GH001 | DIVERTER DAMPER LOCAL CONTROL PANEL | RME | GEPANL | C | X | 202028359 | 1997-07-31 | 000002591655 |  | ERP-MM-DC1 | 2011-12-17 | 20
GT09 | 2210-4-GT09-MBR20AB001 | 2000230397 | 17MBR20AB001 | 17MBR20AB001 | BYPASS EXPANSION JOINT | RMM | GMEXJT | C | X | 202028359 | 1997-07-31 | 000002591659 |  | ERP-MM-DC1 | 2011-12-17 | 20
GT09 | 2210-4-GT09-MBR20BR001 | 2000230405 | 17MBR20BR001 | 17MBR20BR001 | DIVERTER TO BYPASS DUCT | RMM | GMDUCT | C | X | 202028359 | 1997-07-31 | 000002591673 |  | ERP-MM-DC1 | 2011-12-17 | 20
GT09 | 2210-4-GT09-MBR20BR002 | 2000230412 | 17MBR20BR002 | 17MBR20BR002 | BYPAS STACK | RMM | GMDUCT | C | X | 202028359 | 1997-07-31 | 000002591676 |  | ERP-MM-DC1 | 2011-12-17 | 20
GT09 | 2210-4-GT09-MBR20BS001 | 2000230420 | 17MBR20BS001 | 17MBR20BS001 | BYPASS EXHAUST GAS SILENCER | RMM | GMSLNR | C | X | 202028359 | 1997-07-31 | 000002591680 |  | ERP-MM-DC1 | 2011-12-17 | 20
GT09 | 2210-4-GT09-MBR20CP001 | 2000230428 | 17MBR20CP001 | 17MBR20CP001 | BEARING SEALING AIR PRESSURE SWITCH | RMI | GISW-CN | C | X | 202028359 | 1997-07-31 | 000002591694 |  | ERP-DLGN-EAA | 2013-03-05 | 20
GT09 | 2210-4-GT09-MBR30AE001 | 2000230436 | 17MBR30AE001 | 17MBR30AE001 | BLANKING PLATE HOIST | RMM | GMHOST | C | X | 202028359 | 1997-07-31 | 000002591698 |  | ERP-MM-DC1 | 2011-12-17 | 20
GT09 | 2210-4-GT09-MBR30AE001-M01 | 2000230444 | 17MBR30AE001-M01 | 17MBR30AE001-M01 | BLANKING PLATE HOIST MOTOR | RME | GEMOTR | C | X | 202028359 | 1997-07-31 | 000002591712 |  | ERP-MM-DC1 | 2011-12-17 | 20
GT09 | 2210-4-GT09-MBR30AE001-M02 | 2000230452 | 17MBR30AE001-M02 | 17MBR30AE001-M02 | BLANKING PLATE TROLLEY MOTOR | RME | GEMOTR | C | X | 202028359 | 1997-07-31 | 000002591716 |  | ERP-MM-DC1 | 2011-12-17 | 20
GT09 | 2210-4-GT09-MBR30BR001 | 2000230460 | 17MBR30BR001 | 17MBR30BR001 | DIVERTER TO HRSG DUCT | RMM | GMDUCT | C | X | 202028359 | 1997-07-31 | 000002591720 |  | ERP-MM-DC1 | 2011-12-17 | 20
GT09 | 2210-4-GT09-MBR30CP001 | 2000230468 | 17MBR30CP001 | 17MBR30CP001 | SEALING AIR DIFF. PRESSURE SWITCH "B" | RMI | GISW-CN | C | X | 202028359 | 1997-07-31 | 000002591734 |  | ERP-DLGN-EAA | 2013-03-05 | 20
GT09 | 2210-4-GT09-MBR30CP002 | 2000230476 | 17MBR30CP002 | 17MBR30CP002 | EXHAUST DUCT PRESSURE SWITCH | RMI | GISW-CN | C | X | 202028359 | 1997-07-31 | 000002591738 |  | ERP-DLGN-EAA | 2013-03-05 | 20
GT09 | 2210-4-GT09-MBR31AN001 | 2000230484 | 17MBR31AN001 | 17MBR31AN001 | DIVERTER DAMPER SEALING AIR FAN-A | RMM | GMFAN | B | X | 202028359 | 1997-07-31 | 000002591752 |  | ERP-MM-DC1 | 2011-12-17 | 20
GT09 | 2210-4-GT09-MBR31AN001-M01 | 2000230492 | 17MBR31AN001-M01 | 17MBR31AN001-M01 | DIVERTER DAMPER SEALING AIR FAN-A MOTOR | RME | GEMOTR | B | X | 202028359 | 1997-07-31 | 000002591756 |  | ERP-MM-DC1 | 2011-12-17 | 20
GT09 | 2210-4-GT09-MBR32AN001 | 2000230500 | 17MBR32AN001 | 17MBR32AN001 | DIVERTER DAMPER SEALING AIR FAN-B | RMM | GMFAN | B | X | 202028359 | 1997-07-31 | 000002591760 |  | ERP-MM-DC1 | 2011-12-17 | 20
GT09 | 2210-4-GT09-MBR32AN001-M01 | 2000230508 | 17MBR32AN001-M01 | 17MBR32AN001-M01 | DIVERTER DAMPER AIR FAN-B MOTOR | RME | GEMOTR | B | X | 202028359 | 1997-07-31 | 000002591774 |  | ERP-MM-DC1 | 2011-12-17 | 20
GT09 | 2210-4-GT09-MBR40AA003 | 2000230516 | 17MBR40AA003 | 17MBR40AA003 | SEALING VALVE-A | RMM | GMVLVE | B | X | 202028359 | 1997-07-31 | 000002591778 |  | ERP-MM-DC1 | 2011-12-17 | 20
GT09 | 2210-4-GT09-MBR40AA003-M01 | 2000230524 | 17MBR40AA003-M01 | 17MBR40AA003-M01 | SEALING AIR VALVE-A ACTUATOR MOTOR | RME | GEMOTR | B | X | 202028359 | 1997-07-31 | 000002591792 |  | ERP-MM-DC1 | 2011-12-17 | 20
GT09 | 2210-4-GT09-MBR40AA004 | 2000230532 | 17MBR40AA004 | 17MBR40AA004 | SEALING AIR VALVE-B | RMM | GMVLVE | B | X | 202028359 | 1997-07-31 | 000002591796 |  | ERP-MM-DC1 | 2011-12-17 | 20
GT09 | 2210-4-GT09-MBR40AA004-M01 | 2000230540 | 17MBR40AA004-M01 | 17MBR40AA004-M01 | SEALING AIR VALVE-B ACTUATOR MOTOR | RME | GEMOTR | B | X | 202028359 | 1997-07-31 | 000002591800 |  | ERP-MM-DC1 | 2011-12-17 | 20
GT09 | 2210-4-GT09-MBR40AB001 | 2000230548 | 17MBR40AB001 | 17MBR40AB001 | DIVERTER DAMPER OUTLET EXPANSION JOINT | RMM | GMEXJT | C | X | 202028359 | 1997-07-31 | 000002591814 |  | ERP-MM-DC1 | 2011-12-17 | 20
GT09 | 2210-4-GT09-MBR40BR001 | 2000230556 | 17MBR40BR001 | 17MBR40BR001 | DIVERTER DAMPER O/L HRSG INLET DUCT | RMM | GMDUCT | C | X | 202028359 | 1997-07-31 | 000002591818 |  | ERP-MM-DC1 | 2011-12-17 | 20
GT09 | 2210-4-GT09-MBR40CP001 | 2000230564 | 17MBR40CP001 | 17MBR40CP001 | DIV.DAMPER SEALING AIR PRESS.TRANSMITTER | RMI | GIXM-DP | C | X | 202028359 | 1997-07-31 | 000002591832 |  | ERP-MM-DC1 | 2011-12-17 | 20
GT09 | 2210-4-GT09-MBU10AA301 | 2000230572 | 17MBU10AA301 | 17MBU10AA301 | FUEL ADDITIVE PUMP-A PRESS.RELIEF VALVE | RMM | GMVL-RE | B | X | 202028359 | 1997-07-31 | 000002591836 |  | ERP-MM-DC1 | 2011-12-17 | 20
GT09 | 2210-4-GT09-MBU10AA302 | 2000230580 | 17MBU10AA302 | 17MBU10AA302 | FUEL ADDITIVE PUMP-B PRESS.RELIEF VALVE | RMM | GMVL-RE | B | X | 202028359 | 1997-07-31 | 000002591840 |  | ERP-MM-DC1 | 2011-12-17 | 20
GT09 | 2210-4-GT09-MBU10AP001 | 2000230588 | 17MBU10AP001 | 17MBU10AP001 | FUEL ADDITIVE PUMP-A | RMM | GMPUMP | B | X | 202028359 | 1997-07-31 | 000002591854 |  | ERP-MM-DC1 | 2011-12-17 | 20
GT09 | 2210-4-GT09-MBU10AP001-M01 | 2000230596 | 17MBU10AP001-M01 | 17MBU10AP001-M01 | FUEL ADDITIVE PUMP-A MOTOR | RME | GEMOTR | B | X | 202028359 | 1997-07-31 | 000002591858 |  | ERP-MM-DC1 | 2011-12-17 | 20
GT09 | 2210-4-GT09-MBU10AP002 | 2000230604 | 17MBU10AP002 | 17MBU10AP002 | FUEL ADDITIVE PUMP-B | RMM | GMPUMP | B | X | 202028359 | 1997-07-31 | 000002591872 |  | ERP-MM-DC1 | 2011-12-17 | 20
GT09 | 2210-4-GT09-MBU10AP002-M01 | 2000230612 | 17MBU10AP002-M01 | 17MBU10AP002-M01 | FUEL ADDITIVE PUMP-B MOTOR | RME | GEMOTR | B | X | 202028359 | 1997-07-31 | 000002591876 |  | ERP-MM-DC1 | 2011-12-17 | 20
GT09 | 2210-4-GT09-MBU10AP003 | 2000230620 | 17MBU10AP003 | 17MBU10AP003 | VANADIUM INHIBITION PUMP-A | RMM | GMPUMP | C | X | 202028359 | 1997-07-31 | 000002591880 |  | ERP-MM-DC1 | 2011-12-17 | 20
GT09 | 2210-4-GT09-MBU10AP003-M01 | 2000230628 | 17MBU10AP003-M01 | 17MBU10AP003-M01 | VANADIUM INHIBITN.PUMP FL.RATE SER.MOTOR | RME | GEMOTR | C | X | 202028359 | 1997-07-31 | 000002591894 |  | ERP-MM-DC1 | 2011-12-17 | 20
GT09 | 2210-4-GT09-MBU10AP004 | 2000230636 | 17MBU10AP004 | 17MBU10AP004 | VANADIUM INHIBITION PUMP-B | RMM | GMPUMP | C | X | 202028359 | 1997-07-31 | 000002591898 |  | ERP-MM-DC1 | 2011-12-17 | 20
GT09 | 2210-4-GT09-MBU10AP004-M01 | 2000230644 | 17MBU10AP004-M01 | 17MBU10AP004-M01 | VANADIUM INHIBITN.PUMP FL.RATE SER.MOTOR | RME | GEMOTR | C | X | 202028359 | 1997-07-31 | 000002591912 |  | ERP-MM-DC1 | 2011-12-17 | 20
GT09 | 2210-4-GT09-MBU10CP001 | 2000230652 | 17MBU10CP001 | 17MBU10CP001 | LOW FUEL ADDITIVE FLOW SWITCH | RMI | GISW-FLW | C | X | 202028359 | 1997-07-31 | 000002591916 |  | ERP-MM-DC1 | 2011-12-17 | 20
GT09 | 2210-4-GT09-MBV10 | 2000230660 | 17MBV10 | 17MBV10 | MIST ELIMINATOR | RMM | GMSPRT | C | X | 202028359 | 1997-07-31 | 000002591920 |  | ERP-MM-DC1 | 2011-12-17 | 20
GT09 | 2210-4-GT09-MBV10AA001 | 2000230668 | 17MBV10AA001 | 17MBV10AA001 | BEARING HEADER PRESSURE REGULATING VALVE | RMM | GMVL-BA | C | X | 202028359 | 1997-07-31 | 000002591934 |  | ERP-MM-DC1 | 2011-12-17 | 20
GT09 | 2210-4-GT09-MBV10AA301 | 2000230676 | 17MBV10AA301 | 17MBV10AA301 | MAIN LUBE OIL PUMP DISCH.PRESS.RLF.VALVE | RMM | GMVL-RE | C | X | 202028359 | 1997-07-31 | 000002591938 |  | ERP-MM-DC1 | 2011-12-17 | 20
GT09 | 2210-4-GT09-MBV10AC001 | 2000230684 | 17MBV10AC001 | 17MBV10AC001 | LUBE OIL HEAT EXCHANGER-A | RMM | GMEX-HE | B | X | 202028359 | 1997-07-31 | 000002591952 |  | ERP-MM-DC1 | 2011-12-17 | 20
GT09 | 2210-4-GT09-MBV10AC002 | 2000230692 | 17MBV10AC002 | 17MBV10AC002 | LUBE OIL HEAT EXCHAGNER-B | RMM | GMEX-HE | B | X | 202028359 | 1997-07-31 | 000002591956 |  | ERP-MM-DC1 | 2011-12-17 | 20
GT09 | 2210-4-GT09-MBV10AP001 | 2000230700 | 17MBV10AP001 | 17MBV10AP001 | AUXILIARY LUBE OIL PUMP | RMM | GMPUMP | B | X | 202028359 | 1997-07-31 | 000002591960 |  | ERP-MM-DC1 | 2011-12-17 | 20
GT09 | 2210-4-GT09-MBV10AP001-M01 | 2000230708 | 17MBV10AP001-M01 | 17MBV10AP001-M01 | AUXILIARY LUBE OIL PUMP-MOTOR | RME | GEMOTR | B | X | 202028359 | 1997-07-31 | 000002591974 |  | ERP-MM-DC1 | 2011-12-17 | 20
GT09 | 2210-4-GT09-MBV10AP002 | 2000230716 | 17MBV10AP002 | 17MBV10AP002 | EMERGENCY LUBE OIL PUMP | RMM | GMPUMP | B | X | 202028359 | 1997-07-31 | 000002591978 |  | ERP-MM-DC1 | 2011-12-17 | 20
GT09 | 2210-4-GT09-MBV10AP002-M01 | 2000230724 | 17MBV10AP002-M01 | 17MBV10AP002-M01 | EMERGENCY LUBE OIL PUMP-MOTOR | RME | GEMOTR | B | X | 202028359 | 1997-07-31 | 000002591992 |  | ERP-MM-DC1 | 2011-12-17 | 20
GT09 | 2210-4-GT09-MBV10AP003 | 2000230732 | 17MBV10AP003 | 17MBV10AP003 | MAIN LUBE OIL PUMP | RMM | GMPUMP | B | X | 202028359 | 1997-07-31 | 000002591996 |  | ERP-MM-DC1 | 2011-12-17 | 20
GT09 | 2210-4-GT09-MBV10AT001 | 2000230740 | 17MBV10AT001 | 17MBV10AT001 | LUBE OIL MIST SEPERATOR | RMM | GMSPRT | B | X | 202028359 | 1997-07-31 | 000002592000 |  | ERP-MM-DC1 | 2011-12-17 | 20
GT09 | 2210-4-GT09-MBV10AT001-M01 | 2000230748 | 17MBV10AT001-M01 | 17MBV10AT001-M01 | LUBE OIL MIST SEPARATOR-MOTOR | RME | GEMOTR | B | X | 202028359 | 1997-07-31 | 000002592014 |  | ERP-MM-DC1 | 2011-12-17 | 20
GT09 | 2210-4-GT09-MBV10AT002 | 2000230756 | 17MBV10AT002 | 17MBV10AT002 | MAIN LUBE OIL FILTER | RMM | GMFILT | B | X | 202028359 | 1997-07-31 | 000002592018 |  | ERP-MM-DC1 | 2011-12-17 | 20
GT09 | 2210-4-GT09-MBV10BB001 | 2000230764 | 17MBV10BB001 | 17MBV10BB001 | LUBE OIL RESERVOIR 8705L | RMM | GMTANK | B | X | 202028359 | 1997-07-31 | 000002592032 |  | ERP-MM-DC1 | 2011-12-17 | 20
GT09 | 2210-4-GT09-MBV10BB001KC01 | 2000230772 | 17MBV10BB001KC01 | 17MBV10BB001KC01 | IMMERSION HEATER-1 FOR LUBE OIL TANK | RME | GEHTR | B | X | 202028359 | 1997-07-31 | 000002592036 |  | ERP-MM-DC1 | 2011-12-17 | 20
GT09 | 2210-4-GT09-MBV10BB001KC02 | 2000230779 | 17MBV10BB001KC02 | 17MBV10BB001KC02 | IMMERSION HEATER-2 FOR LUBE OIL TANK | RME | GEHTR | B | X | 202028359 | 1997-07-31 | 000002592039 |  | ERP-MM-DC1 | 2011-12-17 | 20
GT09 | 2210-4-GT09-MBV10CL001 | 2000230787 | 17MBV10CL001 | 17MBV10CL001 | LUBE OIL TANK LEVEL HIGH ALARM | RMI | GIIN-LV | C | X | 202028359 | 1997-07-31 | 000002592053 |  | ERP-MM-DC1 | 2011-12-17 | 20
GT09 | 2210-4-GT09-MBV10CL002 | 2000230795 | 17MBV10CL002 | 17MBV10CL002 | LUBE OIL TANK LEVEL LOW ALARM | RMI | GIIN-LV | C | X | 202028359 | 1997-07-31 | 000002592057 |  | ERP-MM-DC1 | 2011-12-17 | 20
GT09 | 2210-4-GT09-MBV10CP001 | 2000230803 | 17MBV10CP001 | 17MBV10CP001 | LOW LUBE OIL PRESS-AUX.PUMP START | RMI | GISW-CN | C | X | 202028359 | 1997-07-31 | 000002592071 |  | ERP-DLGN-EAA | 2013-03-05 | 20
GT09 | 2210-4-GT09-MBV10CP002 | 2000230811 | 17MBV10CP002 | 17MBV10CP002 | LOW LUBE OIL PRESS-EMERG.PUMP START | RMI | GISW-CN | C | X | 202028359 | 1997-07-31 | 000002592075 |  | ERP-DLGN-EAA | 2013-03-05 | 20
GT09 | 2210-4-GT09-MBV10CP003 | 2000230819 | 17MBV10CP003 | 17MBV10CP003 | MAIN LUBE OIL FILTER DIFF.PRESSURE-ALARM | RMI | GISW-CN | C | X | 202028359 | 1997-07-31 | 000002592079 |  | ERP-DLGN-EAA | 2013-03-05 | 20
GT09 | 2210-4-GT09-MBV10CT001 | 2000230827 | 17MBV10CT001 | 17MBV10CT001 | LUBE OIL TANK TEMPERATURE-NORMAL | RMI | GIEL-TE | C | X | 202028359 | 1997-07-31 | 000002592093 |  | ERP-MM-DC1 | 2011-12-17 | 20
GT09 | 2210-4-GT09-MBV10CT002 | 2000230835 | 17MBV10CT002 | 17MBV10CT002 | LUBE OIL HDR.HIGH TEMPERATURE TRIP | RMI | GIEL-TE | C | X | 202028359 | 1997-07-31 | 000002592097 |  | ERP-MM-DC1 | 2011-12-17 | 20
GT09 | 2210-4-GT09-MBV10CT003 | 2000230843 | 17MBV10CT003 | 17MBV10CT003 | LUBE OIL HDR.HIGH TEMPERATURE TRIP | RMI | GIEL-TE | C | X | 202028359 | 1997-07-31 | 000002592111 |  | ERP-MM-DC1 | 2011-12-17 | 20
GT09 | 2210-4-GT09-MBV10CT004 | 2000230851 | 17MBV10CT004 | 17MBV10CT004 | LUBE OIL HDR HIGH TEMPERATURE ALARM | RMI | GIEL-TE | C | X | 202028359 | 1997-07-31 | 000002592115 |  | ERP-MM-DC1 | 2011-12-17 | 20
GT09 | 2210-4-GT09-MBV10CT005 | 2000230859 | 17MBV10CT005 | 17MBV10CT005 | LUBE OIL TANK TEMPERATURE SWITCH | RMI | GISW-TE | C | X | 202028359 | 1997-07-31 | 000002592119 |  | ERP-MM-DC1 | 2011-12-17 | 20
GT09 | 2210-4-GT09-MBV10CT006 | 2000230867 | 17MBV10CT006 | 17MBV10CT006 | THERMOCOUPLE IN LO HEADER FOR BEARING | RMI | GITHRC | C | X | 202028359 | 1997-07-31 | 000002592133 |  | ERP-MM-DC1 | 2011-12-17 | 20
GT09 | 2210-4-GT09-MBV10CT007 | 2000230875 | 17MBV10CT007 | 17MBV10CT007 | THERMOCOUPLE-TURB.JRNL1/THRST BRG.LO DRN | RMI | GITHRC | C | X | 202028359 | 1997-07-31 | 000002592137 |  | ERP-MM-DC1 | 2011-12-17 | 20
GT09 | 2210-4-GT09-MBV10CT008 | 2000230883 | 17MBV10CT008 | 17MBV10CT008 | THERMOCOUPLE-TURB.JRNL.BEARING2 LO DRAIN | RMI | GITHRC | C | X | 202028359 | 1997-07-31 | 000002592151 |  | ERP-MM-DC1 | 2011-12-17 | 20
GT09 | 2210-4-GT09-MBV10CT009 | 2000230891 | 17MBV10CT009 | 17MBV10CT009 | THERMOCOUPLE-TURB.JRNL.BEARING3 LO DRAIN | RMI | GITHRC | C | X | 202028359 | 1997-07-31 | 000002592155 |  | ERP-MM-DC1 | 2011-12-17 | 20
GT09 | 2210-4-GT09-MBV10CT010 | 2000230899 | 17MBV10CT010 | 17MBV10CT010 | THERMOCOUPLE-GENR.JRNL.BEARING1 LO DRAIN | RMI | GITHRC | C | X | 202028359 | 1997-07-31 | 000002592159 |  | ERP-MM-DC1 | 2011-12-17 | 20
GT09 | 2210-4-GT09-MBV10CT011 | 2000230907 | 17MBV10CT011 | 17MBV10CT011 | THERMOCOUPLE-GENR.JRNL.BEARING2 LO DRAIN | RMI | GITHRC | C | X | 202028359 | 1997-07-31 | 000002592173 |  | ERP-MM-DC1 | 2011-12-17 | 20
GT09 | 2210-4-GT09-MBV80AN001 | 2000230915 | 17MBV80AN001 | 17MBV80AN001 | (CT) LUBRICATING OIL DEMISTER |  |  | C | X | 202028359 | 1997-07-31 | 000002592177 |  | ERP-MM-DC1 | 2011-12-17 | 20
GT09 | 2210-4-GT09-MBX10 | 2000230923 | 17MBX10 | 17MBX10 | GAUGE PANEL ASSEMBLY | RME | GEPANL | C | X | 202028359 | 1997-07-31 | 000002592191 |  | ERP-MM-DC1 | 2011-12-17 | 20
GT09 | 2210-4-GT09-MBX10AA001 | 2000230931 | 17MBX10AA001 | 17MBX10AA001 | MAIN HYD.OIL SUPPLY PUMP COMPENSATOR | RMM | GMVL-BA | C | X | 202028359 | 1997-07-31 | 000002592195 |  | ERP-MM-DC1 | 2011-12-17 | 20
GT09 | 2210-4-GT09-MBX10AA002 | 2000230939 | 17MBX10AA002 | 17MBX10AA002 | AUX. HYD.OIL SUPPLY PUMP COMPENSATOR | RMM | GMVL-BA | C | X | 202028359 | 1997-07-31 | 000002592199 |  | ERP-MM-DC1 | 2011-12-17 | 20
GT09 | 2210-4-GT09-MBX10AA301 | 2000230947 | 17MBX10AA301 | 17MBX10AA301 | HYD.OIL SYSTEM AIR BLEED VALVE (MAIN) | RMM | GMVL-RE | C | X | 202028359 | 1997-07-31 | 000002592213 |  | ERP-MM-DC1 | 2011-12-17 | 20
GT09 | 2210-4-GT09-MBX10AA302 | 2000230955 | 17MBX10AA302 | 17MBX10AA302 | HYD. OIL SYSTEM AIR BLEED VALVE (AUX) | RMM | GMVL-RE | C | X | 202028359 | 1997-07-31 | 000002592217 |  | ERP-MM-DC1 | 2011-12-17 | 20
GT09 | 2210-4-GT09-MBX10AA303 | 2000230963 | 17MBX10AA303 | 17MBX10AA303 | MAIN HYD.OIL SUPPLY PUMP PRESS RLF.VALVE | RMM | GMVL-RE | C | X | 202028359 | 1997-07-31 | 000002592231 |  | ERP-MM-DC1 | 2011-12-17 | 20
GT09 | 2210-4-GT09-MBX10AA304 | 2000230971 | 17MBX10AA304 | 17MBX10AA304 | AUX. HYD.OIL SUPPLY PUMP PRESS RLF.VALVE | RMM | GMVL-RE | C | X | 202028359 | 1997-07-31 | 000002592235 |  | ERP-MM-DC1 | 2011-12-17 | 20
GT09 | 2210-4-GT09-MBX10AA601 | 2000230979 | 17MBX10AA601 | 17MBX10AA601 | HYD.OIL PUMP CHECK VALVE (MAIN) | RMM | GMVLVE | C | X | 202028359 | 1997-07-31 | 000002592239 |  | ERP-MM-DC1 | 2011-12-17 | 20
GT09 | 2210-4-GT09-MBX10AA602 | 2000230987 | 17MBX10AA602 | 17MBX10AA602 | HYD.OIL PUMP CHECK VALVE (AUX) | RMM | GMVLVE | C | X | 202028359 | 1997-07-31 | 000002592253 |  | ERP-MM-DC1 | 2011-12-17 | 20
GT09 | 2210-4-GT09-MBX10AA701 | 2000230995 | 17MBX10AA701 | 17MBX10AA701 | HYD.OIL FILTER TRANSFER VALVE | RMM | GMVLVE | C | X | 202028359 | 1997-07-31 | 000002592257 |  | ERP-MM-DC1 | 2011-12-17 | 20
GT09 | 2210-4-GT09-MBX10AP001 | 2000231003 | 17MBX10AP001 | 17MBX10AP001 | MAIN HYDRAULIC OIL SUPPLY PUMP | RMM | GMPUMP | B | X | 202028359 | 1997-07-31 | 000002592271 |  | ERP-MM-DC1 | 2011-12-17 | 20
GT09 | 2210-4-GT09-MBX10AP002 | 2000231011 | 17MBX10AP002 | 17MBX10AP002 | AUX. HYDRAULIC OIL SUPPLY PUMP | RMM | GMPUMP | B | X | 202028359 | 1997-07-31 | 000002592275 |  | ERP-MM-DC1 | 2011-12-17 | 20
GT09 | 2210-4-GT09-MBX10AP002-M01 | 2000231019 | 17MBX10AP002-M01 | 17MBX10AP002-M01 | AUX. HYDRAULIC OIL SUPPLY PUMP-MOTOR | RME | GEMOTR | B | X | 202028359 | 1997-07-31 | 000002592279 |  | ERP-MM-DC1 | 2011-12-17 | 20
GT09 | 2210-4-GT09-MBX10AT001 | 2000231027 | 17MBX10AT001 | 17MBX10AT001 | HYD.OIL SUPPLY FILTER-A | RMM | GMFILT | B | X | 202028359 | 1997-07-31 | 000002592293 |  | ERP-MM-DC1 | 2011-12-17 | 20
GT09 | 2210-4-GT09-MBX10AT002 | 2000231035 | 17MBX10AT002 | 17MBX10AT002 | HYD.OIL SUPPLY FILTER-B | RMM | GMFILT | B | X | 202028359 | 1997-07-31 | 000002592297 |  | ERP-MM-DC1 | 2011-12-17 | 20
GT09 | 2210-4-GT09-MBX10AT003 | 2000231043 | 17MBX10AT003 | 17MBX10AT003 | IGV SERVO HYD. OIL SUPPLY FILTER | RMM | GMFILT | C | X | 202028359 | 1997-07-31 | 000002592311 |  | ERP-MM-DC1 | 2011-12-17 | 20
GT09 | 2210-4-GT09-MBX10BB001 | 2000231051 | 17MBX10BB001 | 17MBX10BB001 | HYD.OIL ACCUMULATOR-A | RMM | GMACCM | B | X | 202028359 | 1997-07-31 | 000002592315 |  | ERP-MM-DC1 | 2011-12-17 | 20
GT09 | 2210-4-GT09-MBX10BB002 | 2000231059 | 17MBX10BB002 | 17MBX10BB002 | HYD.OIL ACCUMULATOR-B | RMM | GMACCM | B | X | 202028359 | 1997-07-31 | 000002592319 |  | ERP-MM-DC1 | 2011-12-17 | 20
GT09 | 2210-4-GT09-MBX10CP001 | 2000231067 | 17MBX10CP001 | 17MBX10CP001 | HYD.OIL FILTER DIFF.PRESSURE ALARM | RMI | GISW-CN | C | X | 202028359 | 1997-07-31 | 000002592333 |  | ERP-DLGN-EAA | 2013-03-05 | 20
GT09 | 2210-4-GT09-MBX10CP002 | 2000231075 | 17MBX10CP002 | 17MBX10CP002 | HYD.OIL SUPPLY PRESSURE ALARM | RMI | GISW-CN | C | X | 202028359 | 1997-07-31 | 000002592337 |  | ERP-DLGN-EAA | 2013-03-05 | 20
GT09 | 2210-4-GT09-MKA10 | 2000231083 | 17MKA10 | 17MKA10 | COMBUSTION TURBINE GENERATOR | RME | GEGENR | C | X | 202028359 | 1997-07-31 | 000002592351 |  | ERP-MM-DC1 | 2011-12-17 | 20
GT09 | 2210-4-GT09-MKA10AC001 | 2000231091 | 17MKA10AC001 | 17MKA10AC001 | GENERATOR SPACE HEATER | RME | GEHTR | B | X | 202028359 | 1997-07-31 | 000002592355 |  | ERP-MM-DC1 | 2011-12-17 | 20
GT09 | 2210-4-GT09-MKA10AC002 | 2000231099 | 17MKA10AC002 | 17MKA10AC002 | GENERATOR SPACE HEATER | RME | GEHTR | B | X | 202028359 | 1997-07-31 | 000002592359 |  | ERP-MM-DC1 | 2011-12-17 | 20
GT09 | 2210-4-GT09-MKA10AC003 | 2000231107 | 17MKA10AC003 | 17MKA10AC003 | GENERATOR SPACE HEATER | RME | GEHTR | B | X | 202028359 | 1997-07-31 | 000002592373 |  | ERP-MM-DC1 | 2011-12-17 | 20
GT09 | 2210-4-GT09-MKA10CS004A | 2000231115 | 17MKA10CS004A | 17MKA10CS004A | VIBRATION SENSOR GENERATOR | RMI | GIDTCT | C | X | 202028359 | 1997-07-31 | 000002592377 |  | ERP-MM-DC1 | 2011-12-17 | 20
GT09 | 2210-4-GT09-MKA10CS004B | 2000231123 | 17MKA10CS004B | 17MKA10CS004B | VIBRATION SENSOR GENERATOR | RMI | GIDTCT | C | X | 202028359 | 1997-07-31 | 000002592391 |  | ERP-MM-DC1 | 2011-12-17 | 20
GT09 | 2210-4-GT09-MKA10CS005A | 2000231131 | 17MKA10CS005A | 17MKA10CS005A | VIBRATION SENSOR GENERATOR | RMI | GIDTCT | C | X | 202028359 | 1997-07-31 | 000002592395 |  | ERP-MM-DC1 | 2011-12-17 | 20
GT09 | 2210-4-GT09-MKA10CS091 | 2000231139 | 17MKA10CS091 | 17MKA10CS091 | VIBRATION SENSOR GENERATOR COUPLING END | RMI | GIDTCT | C | X | 202028359 | 1997-07-31 | 000002592399 |  | ERP-MM-DC1 | 2011-12-17 | 20
GT09 | 2210-4-GT09-MKA10CS092 | 2000231147 | 17MKA10CS092 | 17MKA10CS092 | VIBRATION SENSOR GENERATOR COUPLING END | RMI | GIDTCT | C | X | 202028359 | 1997-07-31 | 000002592413 |  | ERP-MM-DC1 | 2011-12-17 | 20
GT09 | 2210-4-GT09-MKA10CS101 | 2000231155 | 17MKA10CS101 | 17MKA10CS101 | VIBRATION SENSOR(NON CONT)GEN.COLLCT.END | RMI | GIDTCT | C | X | 202028359 | 1997-07-31 | 000002592417 |  | ERP-MM-DC1 | 2011-12-17 | 20
GT09 | 2210-4-GT09-MKA10CS102 | 2000231163 | 17MKA10CS102 | 17MKA10CS102 | VIBRATION SENSOR(NON CONT)GEN.COLLCT.END | RMI | GIDTCT | C | X | 202028359 | 1997-07-31 | 000002592431 |  | ERP-MM-DC1 | 2011-12-17 | 20
GT09 | 2210-4-GT09-MKD10 | 2000231171 | 17MKD10 | 17MKD10 | GENERATOR JOURNAL BEARING #1 | RMM | GMBRNG | C | X | 202028359 | 1997-07-31 | 000002592435 |  | ERP-MM-DC1 | 2011-12-17 | 20
GT09 | 2210-4-GT09-MKD10AN001 | 2000231179 | 17MKD10AN001 | 17MKD10AN001 | GENERATOR BEARING SEALING EVAC.FAN | RMM | GMFAN | C | X | 202028359 | 1997-07-31 | 000002592439 |  | ERP-MM-DC1 | 2011-12-17 | 20
GT09 | 2210-4-GT09-MKD10AN001-M01 | 2000231187 | 17MKD10AN001-M01 | 17MKD10AN001-M01 | GENRATOR BEARING SEALING EVAC.FAN MOTOR | RME | GEMOTR | C | X | 202028359 | 1997-07-31 | 000002592453 |  | ERP-MM-DC1 | 2011-12-17 | 20
GT09 | 2210-4-GT09-MKD10CT001 | 2000231195 | 17MKD10CT001 | 17MKD10CT001 | GENERATOR BEARING #1 METAL TEMPERATURE | RMI | GIEL-TE | C | X | 202028359 | 1997-07-31 | 000002592457 |  | ERP-MM-DC1 | 2011-12-17 | 20
GT09 | 2210-4-GT09-MKD20 | 2000231203 | 17MKD20 | 17MKD20 | GENERATOR JOURNAL BEARING #2 | RMM | GMBRNG | C | X | 202028359 | 1997-07-31 | 000002592471 |  | ERP-MM-DC1 | 2011-12-17 | 20
GT09 | 2210-4-GT09-MKD20CT001 | 2000231211 | 17MKD20CT001 | 17MKD20CT001 | GENERATOR BEARING #2 METAL TEMPERATURE | RMI | GIEL-TE | C | X | 202028359 | 1997-07-31 | 000002592475 |  | ERP-MM-DC1 | 2011-12-17 | 20
GT09 | 2210-4-GT09-MKDCT001 | 2000231219 | 17MKDCT001 | 17MKDCT001 | GENERATOR TEMPERATURE - COLD GAS | RMI | GIEL-TE | C | X | 202028359 | 1997-07-31 | 000002592479 |  | ERP-MM-DC1 | 2011-12-17 | 20
GT09 | 2210-4-GT09-MKDCT002 | 2000231227 | 17MKDCT002 | 17MKDCT002 | GENERATOR TEMPERATURE - HOT AIR | RMI | GIEL-TE | C | X | 202028359 | 1997-07-31 | 000002592493 |  | ERP-MM-DC1 | 2011-12-17 | 20
GT09 | 2210-4-GT09-MKDCT003 | 2000231235 | 17MKDCT003 | 17MKDCT003 | GENERATOR TEMP - STATOR COLLECTOR END | RMI | GIEL-TE | C | X | 202028359 | 1997-07-31 | 000002592497 |  | ERP-MM-DC1 | 2011-12-17 | 20
GT09 | 2210-4-GT09-MKDCT004 | 2000231243 | 17MKDCT004 | 17MKDCT004 | GENERATOR TEMP - STATOR COUPLING END | RMI | GIEL-TE | C | X | 202028359 | 1997-07-31 | 000002592511 |  | ERP-MM-DC1 | 2011-12-17 | 20
GT09 | 2210-4-GT09-MKG10AT001 | 2000231251 | 17MKG10AT001 | 17MKG10AT001 | GENERATOR SELF-CLEANING FILTER | RMM | GMFILT | C | X | 202028359 | 1997-07-31 | 000002592515 |  | ERP-MM-DC1 | 2011-12-17 | 20
GT09 | 2210-4-GT09-MKY30 | 2000231259 | 17MKY30 | 17MKY30 | GENERATOR AUXILIARY COMPARTMENT |  |  | C | X | 202028359 | 1997-07-31 | 000002592519 |  | ERP-MM-DC1 | 2011-12-17 | 20
GT09 | 2210-4-GT09-PGA50AA601 | 2000231267 | 17PGA50AA601 | 17PGA50AA601 | COOLG.WATER PUMP-1 DISCHARGE CHECK VALVE | RMM | GMVLVE | C | X | 202028359 | 1997-07-31 | 000002592533 |  | ERP-MM-DC1 | 2011-12-17 | 20
GT09 | 2210-4-GT09-PGA50AA602 | 2000231275 | 17PGA50AA602 | 17PGA50AA602 | COOLG.WATER PUMP-2 DISCHARGE CHECK VALVE | RMM | GMVLVE | C | X | 202028359 | 1997-07-31 | 000002592537 |  | ERP-MM-DC1 | 2011-12-17 | 20
GT09 | 2210-4-GT09-PGA50AA700 | 2000231283 | 17PGA50AA700 | 17PGA50AA700 | COOLG.WATER PUMP SUCT.STR.INLET VALVE | RMM | GMVLVE | C | X | 202028359 | 1997-07-31 | 000002592551 |  | ERP-MM-DC1 | 2011-12-17 | 20
GT09 | 2210-4-GT09-PGA50AA701 | 2000231291 | 17PGA50AA701 | 17PGA50AA701 | COOLG.WATER PUMP-1 SUCTION VALVE | RMM | GMVLVE | B | X | 202028359 | 1997-07-31 | 000002592555 |  | ERP-MM-DC1 | 2011-12-17 | 20
GT09 | 2210-4-GT09-PGA50AA702 | 2000231299 | 17PGA50AA702 | 17PGA50AA702 | COOLG.WATER PUMP-2 SUCTION VALVE | RMM | GMVLVE | B | X | 202028359 | 1997-07-31 | 000002592559 |  | ERP-MM-DC1 | 2011-12-17 | 20
GT09 | 2210-4-GT09-PGA50AT001 | 2000231307 | 17PGA50AT001 | 17PGA50AT001 | COOLG.WATER PUMP SUCTION STRAINER | RMM | GMSTRN | C | X | 202028359 | 1997-07-31 | 000002592573 |  | ERP-MM-DC1 | 2011-12-17 | 20
GT09 | 2210-4-GT09-PGA50CP001 | 2000231315 | 17PGA50CP001 | 17PGA50CP001 | CW.PUMP DISCH.PRESSURE INDICATOR | RMI | GIIN-PR | C | X | 202028359 | 1997-07-31 | 000002592577 |  | ERP-MM-DC1 | 2011-12-17 | 20
GT09 | 2210-4-GT09-PGA50CT001 | 2000231323 | 17PGA50CT001 | 17PGA50CT001 | COOLING WATER TEMPERATURE INDICATOR | RMI | GIIN-TE | C | X | 202028359 | 1997-07-31 | 000002592591 |  | ERP-MM-DC1 | 2011-12-17 | 20
GT09 | 2210-4-GT09-PGA51AC001 | 2000231331 | 17PGA51AC001 | 17PGA51AC001 | COMBUSTION AUXILIARY FIN FAN COOLER-A | RMM | GMCOLR | B | X | 202028359 | 1997-07-31 | 000002592595 |  | ERP-MM-DC1 | 2011-12-17 | 20
GT09 | 2210-4-GT09-PGA51AC001-M01 | 2000231339 | 17PGA51AC001-M01 | 17PGA51AC001-M01 | COMBUST.TURB.AUX.FIN FAN COOLER -A MOTOR | RME | GEMOTR | B | X | 202028359 | 1997-07-31 | 000002592599 |  | ERP-MM-DC1 | 2011-12-17 | 20
GT09 | 2210-4-GT09-PGA51AN001 | 2000231347 | 17PGA51AN001 | 17PGA51AN001 | FIN TUBE RADIATOR COOLING WATER FAN-1 | RMM | GMFAN | B | X | 202028359 | 1997-07-31 | 000002592613 |  | ERP-MM-DC1 | 2011-12-17 | 20
GT09 | 2210-4-GT09-PGA51AN001-M01 | 2000231355 | 17PGA51AN001-M01 | 17PGA51AN001-M01 | MOTOR FOR FIN TUBE RADIATOR CW.FAN-1 | RME | GEMOTR | B | X | 202028359 | 1997-07-31 | 000002592617 |  | ERP-MM-DC1 | 2011-12-17 | 20
GT09 | 2210-4-GT09-PGA52AC001 | 2000231363 | 17PGA52AC001 | 17PGA52AC001 | COMBUSTION TURBINE AUX. FIN FAN COOLER-B | RMM | GMCOLR | B | X | 202028359 | 1997-07-31 | 000002592631 |  | ERP-MM-DC1 | 2011-12-17 | 20
GT09 | 2210-4-GT09-PGA52AC001-M01 | 2000231371 | 17PGA52AC001-M01 | 17PGA52AC001-M01 | COMBUST.TURB.AUX.FIN FAN COOLER-B MOTOR | RME | GEMOTR | B | X | 202028359 | 1997-07-31 | 000002592635 |  | ERP-MM-DC1 | 2011-12-17 | 20
GT09 | 2210-4-GT09-PGA52AN001 | 2000231380 | 17PGA52AN001 | 17PGA52AN001 | FIN TUBE RADIATOR COOLING WATER FAN-2 | RMM | GMFAN | B | X | 202028359 | 1997-07-31 | 000002592640 |  | ERP-MM-DC1 | 2011-12-17 | 20
GT09 | 2210-4-GT09-PGA52AN001-M01 | 2000231388 | 17PGA52AN001-M01 | 17PGA52AN001-M01 | MOTOR FOR FIN TUBE RADIATOR CW.FAN-2 | RME | GEMOTR | B | X | 202028359 | 1997-07-31 | 000002592654 |  | ERP-MM-DC1 | 2011-12-17 | 20
GT09 | 2210-4-GT09-PGA53AC001 | 2000231396 | 17PGA53AC001 | 17PGA53AC001 | COMBUSTION TURBINE AUX. FIN FAN COOLER-C | RMM | GMCOLR | B | X | 202028359 | 1997-07-31 | 000002592658 |  | ERP-MM-DC1 | 2011-12-17 | 20
GT09 | 2210-4-GT09-PGA53AC001-M01 | 2000231404 | 17PGA53AC001-M01 | 17PGA53AC001-M01 | COMBUST.TURB.AUX.FIN FAN COOLER-C MOTOR | RME | GEMOTR | B | X | 202028359 | 1997-07-31 | 000002592672 |  | ERP-MM-DC1 | 2011-12-17 | 20
GT09 | 2210-4-GT09-PGA53AN001 | 2000231412 | 17PGA53AN001 | 17PGA53AN001 | FIN TUBE RADIATOR COOLING WATER FAN-3 | RMM | GMFAN | B | X | 202028359 | 1997-07-31 | 000002592676 |  | ERP-MM-DC1 | 2011-12-17 | 20
GT09 | 2210-4-GT09-PGA53AN001-M01 | 2000231420 | 17PGA53AN001-M01 | 17PGA53AN001-M01 | MOTOR FOR FIN TUBE RADIATOR CW FAN-3 | RME | GEMOTR | B | X | 202028359 | 1997-07-31 | 000002592680 |  | ERP-MM-DC1 | 2011-12-17 | 20
GT09 | 2210-4-GT09-PGA54AC001 | 2000231428 | 17PGA54AC001 | 17PGA54AC001 | COMBUSTION TURBINE AUX. FIN FAN COOLER-D | RMM | GMCOLR | B | X | 202028359 | 1997-07-31 | 000002592694 |  | ERP-MM-DC1 | 2011-12-17 | 20
GT09 | 2210-4-GT09-PGA54AC001-M01 | 2000231436 | 17PGA54AC001-M01 | 17PGA54AC001-M01 | COMBUST.TURB.AUX.FIN FAN COOLER-D MOTOR | RME | GEMOTR | B | X | 202028359 | 1997-07-31 | 000002592698 |  | ERP-MM-DC1 | 2011-12-17 | 20
GT09 | 2210-4-GT09-PGA54AN001 | 2000231444 | 17PGA54AN001 | 17PGA54AN001 | FIN TUBE RADIATOR COOLING WATER FAN-4 | RMM | GMFAN | B | X | 202028359 | 1997-07-31 | 000002592712 |  | ERP-MM-DC1 | 2011-12-17 | 20
GT09 | 2210-4-GT09-PGA54AN001-M01 | 2000231452 | 17PGA54AN001-M01 | 17PGA54AN001-M01 | MOTOR FOR FIN TUBE RADIATOR CW FAN-4 | RME | GEMOTR | B | X | 202028359 | 1997-07-31 | 000002592716 |  | ERP-MM-DC1 | 2011-12-17 | 20
GT09 | 2210-4-GT09-PGA55AA001 | 2000231460 | 17PGA55AA001 | 17PGA55AA001 | LUBE OIL HEADER TEMP.REGULAING VALVE | RMM | GMVL-BA | B | X | 202028359 | 1997-07-31 | 000002592720 |  | ERP-MM-DC1 | 2011-12-17 | 20
GT09 | 2210-4-GT09-PGA55AA002 | 2000231468 | 17PGA55AA002 | 17PGA55AA002 | ATOM.AIR PRECOOLR.DISCH.AIR TEMP.REG.V/V | RMM | GMVL-BA | B | X | 202028359 | 1997-07-31 | 000002592734 |  | ERP-MM-DC1 | 2011-12-17 | 20
GT09 | 2210-4-GT09-PGA55AA709 | 2000231476 | 17PGA55AA709 | 17PGA55AA709 | FLAME DETECTOR COOL.WATER SUPPLY VALVE | RMM | GMVLVE | C | X | 202028359 | 1997-07-31 | 000002592738 |  | ERP-MM-DC1 | 2011-12-17 | 20
GT09 | 2210-4-GT09-PGA55AA710 | 2000231484 | 17PGA55AA710 | 17PGA55AA710 | FLAME DETECTOR COOL.WATER RETURN VALVE | RMM | GMVLVE | C | X | 202028359 | 1997-07-31 | 000002592752 |  | ERP-MM-DC1 | 2011-12-17 | 20
GT09 | 2210-4-GT09-PGA55BR001 | 2000231492 | 17PGA55BR001 | 17PGA55BR001 | COOL.WATER PIPING FOR TURB.SUPPORT LEGS | RMM | GMPIPE | C | X | 202028359 | 1997-07-31 | 000002592756 |  | ERP-MM-DC1 | 2011-12-17 | 20
GT09 | 2210-4-GT09-PGA71BB001 | 2000231500 | 17PGA71BB001 | 17PGA71BB001 | AUXILIARY WATER HEAD TANK | RMM | GMTANK | B | X | 202028359 | 1997-07-31 | 000002592760 |  | ERP-MM-DC1 | 2011-12-17 | 20
GT09 | 2210-4-GT09-PGA71CL001 | 2000231508 | 17PGA71CL001 | 17PGA71CL001 | AUX.WATER HEAD TANK LEVEL SWITCH | RMI | GISW-LV | C | X | 202028359 | 1997-07-31 | 000002592774 |  | ERP-MM-DC1 | 2011-12-17 | 20
GT09 | 2210-4-GT09-PGC50AP001 | 2000231516 | 17PGC50AP001 | 17PGC50AP001 | COOLING WATER PUMP-A | RMM | GMPUMP | B | X | 202028359 | 1997-07-31 | 000002592778 |  | ERP-MM-DC1 | 2011-12-17 | 20
GT09 | 2210-4-GT09-PGC50AP001-M01 | 2000231524 | 17PGC50AP001-M01 | 17PGC50AP001-M01 | COOLING WATER PUMP-A MOTOR | RME | GEMOTR | B | X | 202028359 | 1997-07-31 | 000002592792 |  | ERP-MM-DC1 | 2011-12-17 | 20
GT09 | 2210-4-GT09-PGC50AP002 | 2000231532 | 17PGC50AP002 | 17PGC50AP002 | COOLING WATER PUMP-B | RMM | GMPUMP | B | X | 202028359 | 1997-07-31 | 000002592796 |  | ERP-MM-DC1 | 2011-12-17 | 20
GT09 | 2210-4-GT09-PGC50AP002-M01 | 2000231540 | 17PGC50AP002-M01 | 17PGC50AP002-M01 | COOLING WATER PUMP-B MOTOR | RME | GEMOTR | B | X | 202028359 | 1997-07-31 | 000002592800 |  | ERP-MM-DC1 | 2011-12-17 | 20
GT09 | 2210-4-GT09-SAD10AH001 | 2000231548 | 17SAD10AH001 | 17SAD10AH001 | SPLIT AIR COND.-1 FOR LOCAL CONTROL ROOM | RMM | GMACU | B | X | 202028359 | 1997-07-31 | 000002592814 |  | ERP-MM-DC1 | 2011-12-17 | 20
GT09 | 2210-4-GT09-SAD10AH002 | 2000231556 | 17SAD10AH002 | 17SAD10AH002 | SPLIT AIR COND.-2 FOR LOCAL CONTROL ROOM | RMM | GMACU | B | X | 202028359 | 1997-07-31 | 000002592818 |  | ERP-MM-DC1 | 2011-12-17 | 20
GT09 | 2210-4-GT09-SAD20AH001 | 2000231564 | 17SAD20AH001 | 17SAD20AH001 | SPLIT AIR COND.-1 FOR GENR.AUX.COMPT. | RMM | GMACU | B | X | 202028359 | 1997-07-31 | 000002592832 |  | ERP-MM-DC1 | 2011-12-17 | 20
GT09 | 2210-4-GT09-SAD20AH002 | 2000231572 | 17SAD20AH002 | 17SAD20AH002 | SPLIT AIR COND.-2 FOR GENR.AUX.COMPT. | RMM | GMACU | B | X | 202028359 | 1997-07-31 | 000002592836 |  | ERP-MM-DC1 | 2011-12-17 | 20
GT09 | 2210-4-GT09-SGJ | 2000231580 | 17SGJ | 17SGJ | (CT) FIRE PROTECTION C02 SKID |  |  | C | X | 202028359 | 1997-07-31 | 000002592840 |  | ERP-MM-DC1 | 2011-12-17 | 20
GT09 | 2210-4-GT09-SGJ10AA301 | 2000231588 | 17SGJ10AA301 | 17SGJ10AA301 | CO2 SYSTEM BLEEDER VALVE | RMM | GMVLVE | B | X | 202028359 | 1997-07-31 | 000002592854 |  | ERP-MM-DC1 | 2011-12-17 | 20
GT09 | 2210-4-GT09-SGJ10AA302 | 2000231596 | 17SGJ10AA302 | 17SGJ10AA302 | CO2 SYSTEM SAFETY RELIEF VALVE | RMM | GMVL-RE | B | X | 202028359 | 1997-07-31 | 000002592858 |  | ERP-MM-DC1 | 2011-12-17 | 20
GT09 | 2210-4-GT09-SGJ10AA303 | 2000231604 | 17SGJ10AA303 | 17SGJ10AA303 | CO2 SYSTEM PRESSURE SAFETY RELIEF VALVE | RMM | GMVL-RE | B | X | 202028359 | 1997-07-31 | 000002592872 |  | ERP-MM-DC1 | 2011-12-17 | 20
GT09 | 2210-4-GT09-SGJ10AN001-M01 | 2000231612 | 17SGJ10AN001-M01 | 17SGJ10AN001-M01 | CO2 REFRIGERATION COMPRESSOR MOTOR | RME | GEMOTR | B | X | 202028359 | 1997-07-31 | 000002592876 |  | ERP-MM-DC1 | 2011-12-17 | 20
GT09 | 2210-4-GT09-SGJ10BB001 | 2000231620 | 17SGJ10BB001 | 17SGJ10BB001 | (CT)FIRE PROTECTION SYS.C02 STORAGE TANK | RMM | GMTANK | B | X | 202028359 | 1997-07-31 | 000002592880 |  | ERP-MM-DC1 | 2011-12-17 | 20
GT09 | 2210-4-GT09-SGY01CR001A | 2000231628 | 17SGY01CR001A | 17SGY01CR001A | FIRE DETECTOR - ACCESSORY COMPARTMENT | RMI | GIDTCT | C | X | 202028359 | 1997-07-31 | 000002592894 |  | ERP-MM-DC1 | 2011-12-17 | 20
GT09 | 2210-4-GT09-SGY01CR001B | 2000231636 | 17SGY01CR001B | 17SGY01CR001B | FIRE DETECTOR - ACCESSORY COMPARTMENT | RMI | GIDTCT | C | X | 202028359 | 1997-07-31 | 000002592898 |  | ERP-MM-DC1 | 2011-12-17 | 20
GT09 | 2210-4-GT09-SGY01CR002 | 2000231644 | 17SGY01CR002 | 17SGY01CR002 | FIRE DETECTOR - GENR.COLLECTOR END | RMI | GIDTCT | C | X | 202028359 | 1997-07-31 | 000002592912 |  | ERP-MM-DC1 | 2011-12-17 | 20
GT09 | 2210-4-GT09-SGY01CR002A | 2000231652 | 17SGY01CR002A | 17SGY01CR002A | FIRE DETECTOR - ACCESSORY COMPARTMENT | RMI | GIDTCT | C | X | 202028359 | 1997-07-31 | 000002592916 |  | ERP-MM-DC1 | 2011-12-17 | 20
GT09 | 2210-4-GT09-SGY01CR002B | 2000231660 | 17SGY01CR002B | 17SGY01CR002B | FIRE DETECTOR - ACCESSORY COMPARTMENT | RMI | GIDTCT | C | X | 202028359 | 1997-07-31 | 000002592920 |  | ERP-MM-DC1 | 2011-12-17 | 20
GT09 | 2210-4-GT09-SGY01CR004A | 2000231668 | 17SGY01CR004A | 17SGY01CR004A | FIRE DETECTOR - GENERATOR COMPARTMENT | RMI | GIDTCT | C | X | 202028359 | 1997-07-31 | 000002592934 |  | ERP-MM-DC1 | 2011-12-17 | 20
GT09 | 2210-4-GT09-SGY01CR004B | 2000231676 | 17SGY01CR004B | 17SGY01CR004B | FIRE DETECTOR - GENERATOR COMPARTMENT | RMI | GIDTCT | C | X | 202028359 | 1997-07-31 | 000002592938 |  | ERP-MM-DC1 | 2011-12-17 | 20
GT09 | 2210-4-GT09-SGY01CR005A | 2000231684 | 17SGY01CR005A | 17SGY01CR005A | FIRE DETECTOR - ACCESSORY COMPARTMENT | RMI | GIDTCT | C | X | 202028359 | 1997-07-31 | 000002592952 |  | ERP-MM-DC1 | 2011-12-17 | 20
GT09 | 2210-4-GT09-SGY01CR005B | 2000231692 | 17SGY01CR005B | 17SGY01CR005B | FIRE DETECTOR - ACCESSORY COMPARTMENT | RMI | GIDTCT | C | X | 202028359 | 1997-07-31 | 000002592956 |  | ERP-MM-DC1 | 2011-12-17 | 20
GT09 | 2210-4-GT09-SGY01CR022A | 2000231700 | 17SGY01CR022A | 17SGY01CR022A | SMOKE DETECTOR - PEECC | RMI | GIDTCT | C | X | 202028359 | 1997-07-31 | 000002592960 |  | ERP-MM-DC1 | 2011-12-17 | 20
GT09 | 2210-4-GT09-SGY01CR022B | 2000231708 | 17SGY01CR022B | 17SGY01CR022B | SMOKE DETECTOR - PEECC | RMI | GIDTCT | C | X | 202028359 | 1997-07-31 | 000002592974 |  | ERP-MM-DC1 | 2011-12-17 | 20
GT09 | 2210-4-GT09-SGY10CR001 | 2000231716 | 17SGY10CR001 | 17SGY10CR001 | COMBUSTIBLE GAS DETECTOR-TURB.COMPARTMT. | RMI | GIDTCT | C | X | 202028359 | 1997-07-31 | 000002592978 |  | ERP-MM-DC1 | 2011-12-17 | 20
GT09 | 2210-4-GT09-SGY10CR001A | 2000231724 | 17SGY10CR001A | 17SGY10CR001A | FIRE DETECTOR - TURBINE COMPARTMENT | RMI | GIDTCT | C | X | 202028359 | 1997-07-31 | 000002592992 |  | ERP-MM-DC1 | 2011-12-17 | 20
GT09 | 2210-4-GT09-SGY10CR001B | 2000231732 | 17SGY10CR001B | 17SGY10CR001B | FIRE DETECTOR - TURBINE COMPARTMENT | RMI | GIDTCT | C | X | 202028359 | 1997-07-31 | 000002592996 |  | ERP-MM-DC1 | 2011-12-17 | 20
GT09 | 2210-4-GT09-SGY10CR002 | 2000231740 | 17SGY10CR002 | 17SGY10CR002 | COMBUSTIBLE GAS DETECTOR-TURB.COMPARTMT. | RMI | GIDTCT | C | X | 202028359 | 1997-07-31 | 000002593000 |  | ERP-MM-DC1 | 2011-12-17 | 20
GT09 | 2210-4-GT09-SGY10CR002A | 2000231748 | 17SGY10CR002A | 17SGY10CR002A | FIRE DETECTOR - TURBINE COMPARTMENT | RMI | GIDTCT | C | X | 202028359 | 1997-07-31 | 000002593014 |  | ERP-MM-DC1 | 2011-12-17 | 20
GT09 | 2210-4-GT09-SGY10CR002B | 2000231756 | 17SGY10CR002B | 17SGY10CR002B | FIRE DETECTOR - TURBINE COMPARTMENT | RMI | GIDTCT | C | X | 202028359 | 1997-07-31 | 000002593018 |  | ERP-MM-DC1 | 2011-12-17 | 20
GT09 | 2210-4-GT09-SGY10CR003A | 2000231764 | 17SGY10CR003A | 17SGY10CR003A | FIRE DETECTOR - TURBINE COMPARTMENT | RMI | GIDTCT | C | X | 202028359 | 1997-07-31 | 000002593032 |  | ERP-MM-DC1 | 2011-12-17 | 20
GT09 | 2210-4-GT09-SGY10CR003B | 2000231772 | 17SGY10CR003B | 17SGY10CR003B | FIRE DETECTOR - TURBINE COMPARTMENT | RMI | GIDTCT | C | X | 202028359 | 1997-07-31 | 000002593036 |  | ERP-MM-DC1 | 2011-12-17 | 20
GT09 | 2210-4-GT09-SGY10CR008A | 2000231780 | 17SGY10CR008A | 17SGY10CR008A | FIRE DETECTOR - #3 BEARING TUNNEL | RMI | GIDTCT | C | X | 202028359 | 1997-07-31 | 000002593040 |  | ERP-MM-DC1 | 2011-12-17 | 20
GT09 | 2210-4-GT09-SGY10CR008B | 2000231788 | 17SGY10CR008B | 17SGY10CR008B | FIRE DETECTOR - #3 BEARING TUNNEL | RMI | GIDTCT | C | X | 202028359 | 1997-07-31 | 000002593054 |  | ERP-MM-DC1 | 2011-12-17 | 20
GT09 | 2210-4-GT09-SGY10CR009A | 2000231796 | 17SGY10CR009A | 17SGY10CR009A | FIRE DETECTOR - LOAD GEAR COMPARTMENT | RMI | GIDTCT | C | X | 202028359 | 1997-07-31 | 000002593058 |  | ERP-MM-DC1 | 2011-12-17 | 20
GT09 | 2210-4-GT09-SGY10CR009B | 2000231804 | 17SGY10CR009B | 17SGY10CR009B | FIRE DETECTOR - LOAD GEAR COMPARTMENT | RMI | GIDTCT | C | X | 202028359 | 1997-07-31 | 000002593072 |  | ERP-MM-DC1 | 2011-12-17 | 20
GT09 | 2210-4-GT09-SGY20CR001 | 2000231812 | 17SGY20CR001 | 17SGY20CR001 | COMBUSTIBLE GAS DETECTOR ACCESS.COMPTMT. | RMI | GIDTCT | C | X | 202028359 | 1997-07-31 | 000002593076 |  | ERP-MM-DC1 | 2011-12-17 | 20
GT09 | 2210-4-GT09-SGY20CR002 | 2000231820 | 17SGY20CR002 | 17SGY20CR002 | COMBUSTIBLE GAS DETECTOR ACCESS.COMPTMT. | RMI | GIDTCT | C | X | 202028359 | 1997-07-31 | 000002593080 |  | ERP-MM-DC1 | 2011-12-17 | 20
GT09 | 2210-4-GT09-UMB10 | 2000231828 | 17UMB10 | 17UMB10 | PACKGD.ELECTRCL&ELECTRONIC CONT.CNTR(LCR |  | GCBUILD | C | X | 202028359 | 1997-07-31 | 000002593094 |  | ERP-MM-DC1 | 2011-12-17 | 20
GT10 | 2210-4-GT10-BAA00GB | 2000231836 | 18BAA00GB | 18BAA00GB | SEGREGATED BUS DUCT-GENERATOR TO BREAKER | RME | GEDU-BU | B | X | 202028361 | 1997-01-08 | 000002593098 |  | ERP-MM-DC1 | 2011-12-17 | 20
GT10 | 2210-4-GT10-BAA00GT | 2000231844 | 18BAA00GT | 18BAA00GT | ISOLATED PHASE BUS DUCT GEN BKR-MAIN TR | RME | GEBUS | B | X | 202028361 | 1997-01-08 | 000002593112 |  | ERP-MM-DC1 | 2011-12-17 | 20
GT10 | 2210-4-GT10-BAA01GT | 2000231852 | 18BAA01GT | 18BAA01GT | ISOL.PHASE BUS DUCT-AUX.TRAFO GT17/18 | RME | GEBUS | B | X | 202028361 | 1997-01-08 | 000002593116 |  | ERP-MM-DC1 | 2011-12-17 | 20
GT10 | 2210-4-GT10-BFA11 | 2000231860 | 18BFA11 | 18BFA11 | 480V BREAKER FOR GT17 BFA11 GH001 | RME | GECB | B | X | 202028361 | 1997-01-08 | 000002593120 |  | ERP-MM-DC1 | 2011-12-17 | 20
GT10 | 2210-4-GT10-BFA11GH001 | 2000231868 | 18BFA11GH001 | 18BFA11GH001 | GASTURBINE17 MCC NO-1 480V | RME | GEPANL | B | X | 202028361 | 1997-01-08 | 000002593134 |  | ERP-MM-DC1 | 2011-12-17 | 20
GT10 | 2210-4-GT10-BFA12 | 2000231876 | 18BFA12 | 18BFA12 | 480V BREAKER FOR GT17 BFA12 GH001 | RME | GECB | B | X | 202028361 | 1997-01-08 | 000002593138 |  | ERP-MM-DC1 | 2011-12-17 | 20
GT10 | 2210-4-GT10-BFA12GH001 | 2000231884 | 18BFA12GH001 | 18BFA12GH001 | GASTURBINE17 MCC NO-2 480V | RME | GEPANL | B | X | 202028361 | 1997-01-08 | 000002593152 |  | ERP-MM-DC1 | 2011-12-17 | 20
GT10 | 2210-4-GT10-BFA20GH001 | 2000231892 | 18BFA20GH001 | 18BFA20GH001 | BYPASS STACK MCC GT17 | RME | GEPANL | B | X | 202028361 | 1997-01-08 | 000002593156 |  | ERP-MM-DC1 | 2011-12-17 | 20
GT10 | 2210-4-GT10-BFB20GH001 | 2000231900 | 18BFB20GH001 | 18BFB20GH001 | BYPASS STACK MCC GT19 | RME | GEPANL | B | X | 202028361 | 1997-01-08 | 000002593160 |  | ERP-MM-DC1 | 2011-12-17 | 20
GT10 | 2210-4-GT10-BHT00GT | 2000231908 | 18BHT00GT | 18BHT00GT | AUX TRAFO 4.16KV/480V TO GT17 FUEL HTRS | RME | GEXF-CU | B | X | 202028361 | 1997-01-08 | 000002593174 |  | ERP-MM-DC1 | 2011-12-17 | 20
GT10 | 2210-4-GT10-BJA20GT001 | 2000231916 | 18BJA20GT001 | 18BJA20GT001 | 15 KVA TRANSFORMER 480-208/120V | RME | GEXFMR | C | X | 202028361 | 1997-01-08 | 000002593178 |  | ERP-MM-DC1 | 2011-12-17 | 20
GT10 | 2210-4-GT10-BTB10 | 2000231924 | 18BTB10 | 18BTB10 | BATTERIES 125V DC | RME | GEBATT | B | X | 202028361 | 1997-01-08 | 000002593192 |  | ERP-MM-DC1 | 2011-12-17 | 20
GT10 | 2210-4-GT10-BTL10GU001 | 2000231932 | 18BTL10GU001 | 18BTL10GU001 | BATTERY CHARGER #1 50A | RME | GEBATT | B | X | 202028361 | 1997-01-08 | 000002593196 |  | ERP-MM-DC1 | 2011-12-17 | 20
GT10 | 2210-4-GT10-BTL10GU002 | 2000231940 | 18BTL10GU002 | 18BTL10GU002 | BATTERY CHARGER #2 50A | RME | GEBATT | B | X | 202028361 | 1997-01-08 | 000002593200 |  | ERP-MM-DC1 | 2011-12-17 | 20
GT10 | 2210-4-GT10-CNA10EM001 | 2000231948 | 18CNA10EM001 | 18CNA10EM001 | CTG MARK V I-PROCESSOR COMPUTER | RMI | GICMPT | B | X | 202028361 | 1997-01-08 | 000002593214 |  | ERP-MM-DC1 | 2011-12-17 | 20
GT10 | 2210-4-GT10-CNA10GH001 | 2000231956 | 18CNA10GH001 | 18CNA10GH001 | CTG MARK V CONTROL PANEL | RME | GEPANL | B | X | 202028361 | 1997-01-08 | 000002593218 |  | ERP-MM-DC1 | 2011-12-17 | 20
GT10 | 2210-4-GT10-CNA10GK001 | 2000231964 | 18CNA10GK001 | 18CNA10GK001 | CTG MARK V I-PROCESSOR MONITOR | RMI | GIMNTR | B | X | 202028361 | 1997-01-08 | 000002593232 |  | ERP-MM-DC1 | 2011-12-17 | 20
GT10 | 2210-4-GT10-CNA10GK002 | 2000231972 | 18CNA10GK002 | 18CNA10GK002 | CTG MARK V SYSTEM PRINTER | RMI | GIPRNT | B | X | 202028361 | 1997-01-08 | 000002593236 |  | ERP-MM-DC1 | 2011-12-17 | 20
GT10 | 2210-4-GT10-CYP10GK001 | 2000231980 | 18CYP10GK001 | 18CYP10GK001 | CCTV FOR IND.SECY-FIXED CAMERA UNIT-C02 | RMI | GICMRA | C | X | 202028361 | 1997-01-08 | 000002593240 |  | ERP-MM-DC1 | 2011-12-17 | 20
GT10 | 2210-4-GT10-CYP20GK001 | 2000231988 | 18CYP20GK001 | 18CYP20GK001 | CCTV FOR IND.SECY-FIXED CAMERA UNIT-C01 | RMI | GICMRA | C | X | 202028361 | 1997-01-08 | 000002593254 |  | ERP-MM-DC1 | 2011-12-17 | 20
GT10 | 2210-4-GT10-EGE10BB001 | 2000231996 | 18EGE10BB001 | 18EGE10BB001 | CTG FUEL DRAIN TANK | RMM | GMTANK | B | X | 202028361 | 1997-01-08 | 000002593258 |  | ERP-MM-DC1 | 2011-12-17 | 20
GT10 | 2210-4-GT10-EGE10CL001 | 2000232004 | 18EGE10CL001 | 18EGE10CL001 | LOCAL INSTRUMENTS | RMI | GISW-LV | B | X | 202028361 | 1997-01-08 | 000002593272 |  | ERP-MM-DC1 | 2011-12-17 | 20
GT10 | 2210-4-GT10-EGE11AP001 | 2000232012 | 18EGE11AP001 | 18EGE11AP001 | CTG FUEL DRAIN PUMP | RMM | GMPUMP | B | X | 202028361 | 1997-01-08 | 000002593276 |  | ERP-MM-DC1 | 2011-12-17 | 20
GT10 | 2210-4-GT10-EGE11AP001-M01 | 2000232020 | 18EGE11AP001-M01 | 18EGE11AP001-M01 | CTG FUEL DRAIN PUMP MOTOR | RME | GEMOTR | B | X | 202028361 | 1997-01-08 | 000002593280 |  | ERP-MM-DC1 | 2011-12-17 | 20
GT10 | 2210-4-GT10-EGT20AC001 | 2000232028 | 18EGT20AC001 | 18EGT20AC001 | FUEL OIL HEATER-A | RME | GEHTR | B | X | 202028361 | 1997-01-08 | 000002593294 |  | ERP-MM-DC1 | 2011-12-17 | 20
GT10 | 2210-4-GT10-EGT21AC001 | 2000232036 | 18EGT21AC001 | 18EGT21AC001 | FUEL OIL HEATER-B | RME | GEHTR | B | X | 202028361 | 1997-01-08 | 000002593298 |  | ERP-MM-DC1 | 2011-12-17 | 20
GT10 | 2210-4-GT10-ERB25AA001 | 2000232044 | 18ERB25AA001 | 18ERB25AA001 | DISTILLATE OIL PRESS.REGULATING VALVE | RMM | GMVL-BA | B | X | 202028361 | 1997-01-08 | 000002593312 |  | ERP-MM-DC1 | 2011-12-17 | 20
GT10 | 2210-4-GT10-ERB25AA801 | 2000232052 | 18ERB25AA801 | 18ERB25AA801 | DISTILLATE FUEL FORWARDG. STOP SOL.VALVE | RMM | GMVL-SL | B | X | 202028361 | 1997-01-08 | 000002593316 |  | ERP-MM-DC1 | 2011-12-17 | 20
GT10 | 2210-4-GT10-ERB25AT001 | 2000232060 | 18ERB25AT001 | 18ERB25AT001 | DISTILLATE OIL STRAINER BEFORE PRV. | RMM | GMSTRN | B | X | 202028361 | 1997-01-08 | 000002593320 |  | ERP-MM-DC1 | 2011-12-17 | 20
GT10 | 2210-4-GT10-ERB25CF001 | 2000232068 | 18ERB25CF001 | 18ERB25CF001 | DISTILLATE FUEL FLOW METER | RMM | GMFLWD | B | X | 202028361 | 1997-01-08 | 000002593334 |  | ERP-MM-DC1 | 2011-12-17 | 20
GT10 | 2210-4-GT10-ERB25CP001 | 2000232076 | 18ERB25CP001 | 18ERB25CP001 | DISTL.OIL STR.DIFF.PR.TRANSMITER BEF.PRV | RMI | GIXM-DP | B | X | 202028361 | 1997-01-08 | 000002593338 |  | ERP-MM-DC1 | 2011-12-17 | 20
GT10 | 2210-4-GT10-ERB25CP002 | 2000232084 | 18ERB25CP002 | 18ERB25CP002 | DISTL.FUEL PRESS.SWITCH.AFTER PRV. | RMI | GISW-CN | C | X | 202028361 | 1997-01-08 | 000002593352 |  | ERP-DLGN-EAA | 2013-03-05 | 20
GT10 | 2210-4-GT10-GKB10BR001 | 2000232092 | 18GKB10BR001 | 18GKB10BR001 | POTABLE WATER PIPING-COMB.TURBINE AREA | RMM | GMPIPE | B | X | 202028361 | 1997-01-08 | 000002593356 |  | ERP-MM-DC1 | 2011-12-17 | 20
GT10 | 2210-4-GT10-MBA | 2000232100 | 18MBA | 18MBA | COMBUSTION TURBINE | RMM | GMTURB | B | X | 202028361 | 1997-01-08 | 000002593360 |  | ERP-MM-DC1 | 2011-12-17 | 20
GT10 | 2210-4-GT10-MBA10 | 2000232108 | 18MBA10 | 18MBA10 | INLET GUIDE VANE SERVO VALVE | RMM | GMVLVE | B | X | 202028361 | 1997-01-08 | 000002593374 |  | ERP-MM-DC1 | 2011-12-17 | 20
GT10 | 2210-4-GT10-MBA10AA701 | 2000232116 | 18MBA10AA701 | 18MBA10AA701 | STARTING ATOM.AIR COMPR.ISOLATION VALVE | RMM | GMVLVE | B | X | 202028361 | 1997-01-08 | 000002593378 |  | ERP-MM-DC1 | 2011-12-17 | 20
GT10 | 2210-4-GT10-MBA10AA702 | 2000232124 | 18MBA10AA702 | 18MBA10AA702 | COMPRESSOR BLEED VALVE-A | RMM | GMVLVE | B | X | 202028361 | 1997-01-08 | 000002593392 |  | ERP-MM-DC1 | 2011-12-17 | 20
GT10 | 2210-4-GT10-MBA10AA703 | 2000232132 | 18MBA10AA703 | 18MBA10AA703 | COMPRESSOR BLEED VALVE-B | RMM | GMVLVE | B | X | 202028361 | 1997-01-08 | 000002593396 |  | ERP-MM-DC1 | 2011-12-17 | 20
GT10 | 2210-4-GT10-MBA10AA704 | 2000232140 | 18MBA10AA704 | 18MBA10AA704 | INLET GUIDE VAN | RMI | GICTLR | B | X | 202028361 | 1997-01-08 | 000002593400 |  | ERP-MM-DC1 | 2011-12-17 | 20
GT10 | 2210-4-GT10-MBA10AA705 | 2000232148 | 18MBA10AA705 | 18MBA10AA705 | INLET GUIDE VANE SERVO VALVE | RMM | GMVLVE | B | X | 202028361 | 1997-01-08 | 000002593414 |  | ERP-MM-DC1 | 2011-12-17 | 20
GT10 | 2210-4-GT10-MBA10AA706 | 2000232156 | 18MBA10AA706 | 18MBA10AA706 | INLET GUIDE VANE DUMP VALVE | RMM | GMVLVE | B | X | 202028361 | 1997-01-08 | 000002593418 |  | ERP-MM-DC1 | 2011-12-17 | 20
GT10 | 2210-4-GT10-MBA10AA801 | 2000232164 | 18MBA10AA801 | 18MBA10AA801 | SOLENOID VALVE FOR AA COMPR.ISOL.V/V | RMM | GMVL-SL | B | X | 202028361 | 1997-01-08 | 000002593432 |  | ERP-MM-DC1 | 2011-12-17 | 20
GT10 | 2210-4-GT10-MBA10AA802 | 2000232172 | 18MBA10AA802 | 18MBA10AA802 | COMPRESSOR BLEED 3-WAY SOLENOID VALVE | RMM | GMVL-SL | B | X | 202028361 | 1997-01-08 | 000002593436 |  | ERP-MM-DC1 | 2011-12-17 | 20
GT10 | 2210-4-GT10-MBA10AA803 | 2000232180 | 18MBA10AA803 | 18MBA10AA803 | TURB.COMPR.I/L GUIDE VAN SOLENOID VALVE | RMM | GMVL-SL | B | X | 202028361 | 1997-01-08 | 000002593440 |  | ERP-MM-DC1 | 2011-12-17 | 20
GT10 | 2210-4-GT10-MBA10AA804 | 2000232188 | 18MBA10AA804 | 18MBA10AA804 | ABRASV.CLEANR.TANK FILLER SOLENOID VALVE | RMM | GMVL-SL | B | X | 202028361 | 1997-01-08 | 000002593454 |  | ERP-MM-DC1 | 2011-12-17 | 20
GT10 | 2210-4-GT10-MBA10AC001 | 2000232196 | 18MBA10AC001 | 18MBA10AC001 | ATOMIZING AIR PRE-COOLER | RMM | GMCOLR | B | X | 202028361 | 1997-01-08 | 000002593458 |  | ERP-MM-DC1 | 2011-12-17 | 20
GT10 | 2210-4-GT10-MBA10AN001 | 2000232204 | 18MBA10AN001 | 18MBA10AN001 | MAIN ATOMISING AIR COMPRESSOR | RMM | GMCMPR | B | X | 202028361 | 1997-01-08 | 000002593472 |  | ERP-MM-DC1 | 2011-12-17 | 20
GT10 | 2210-4-GT10-MBA10AN002 | 2000232212 | 18MBA10AN002 | 18MBA10AN002 | STARTING(BOOSTR)ATOMISING AIR COMPRESSOR | RMM | GMCMPR | B | X | 202028361 | 1997-01-08 | 000002593476 |  | ERP-MM-DC1 | 2011-12-17 | 20
GT10 | 2210-4-GT10-MBA10AN002-M01 | 2000232220 | 18MBA10AN002-M01 | 18MBA10AN002-M01 | STARTING ATOMIZING AIR COMPRESSOR MOTOR | RME | GEMOTR | B | X | 202028361 | 1997-01-08 | 000002593480 |  | ERP-MM-DC1 | 2011-12-17 | 20
GT10 | 2210-4-GT10-MBA10AT001 | 2000232228 | 18MBA10AT001 | 18MBA10AT001 | COMPRESSOR BLEED FILTER | RMM | GMFILT | B | X | 202028361 | 1997-01-08 | 000002593494 |  | ERP-MM-DC1 | 2011-12-17 | 20
GT10 | 2210-4-GT10-MBA10AZ001 | 2000232236 | 18MBA10AZ001 | 18MBA10AZ001 | PRESS.REGULATOR FOR AA COMPR.ISOL. V/V | RMI | GIRGLT | B | X | 202028361 | 1997-01-08 | 000002593498 |  | ERP-MM-DC1 | 2011-12-17 | 20
GT10 | 2210-4-GT10-MBA10AZ002 | 2000232244 | 18MBA10AZ002 | 18MBA10AZ002 | INLET GUIDE VAN HYD.CYLINDER ACTUATOR | RMI | GIACTR | C | X | 202028361 | 1997-01-08 | 000002593512 |  | ERP-MM-DC1 | 2011-12-17 | 20
GT10 | 2210-4-GT10-MBA10BB001-M01 | 2000232252 | 18MBA10BB001-M01 | 18MBA10BB001-M01 | LOW PR. ABRASIVE HOPPER VIBRATION MOTOR | RME | GEMOTR | C | X | 202028361 | 1997-01-08 | 000002593516 |  | ERP-MM-DC1 | 2011-12-17 | 20
GT10 | 2210-4-GT10-MBA10BB002 | 2000232260 | 18MBA10BB002 | 18MBA10BB002 | HIGH PRESS.HOPPER & ILLUMINATOR | RMM | GMHOPR | C | X | 202028361 | 1997-01-08 | 000002593520 |  | ERP-MM-DC1 | 2011-12-17 | 20
GT10 | 2210-4-GT10-MBA10CP001 | 2000232268 | 18MBA10CP001 | 18MBA10CP001 | MAIN AA.COMPR.DIFF.PRESSURE SWITCH | RMI | GISW-CN | C | X | 202028361 | 1997-01-08 | 000002593534 |  | ERP-DLGN-EAA | 2013-03-05 | 20
GT10 | 2210-4-GT10-MBA10CP002 | 2000232276 | 18MBA10CP002 | 18MBA10CP002 | COMPRESSOR DISCH.PRESSURE TRANSMITTER-A | RMI | GIXM-DP | C | X | 202028361 | 1997-01-08 | 000002593538 |  | ERP-MM-DC1 | 2011-12-17 | 20
GT10 | 2210-4-GT10-MBA10CP003 | 2000232284 | 18MBA10CP003 | 18MBA10CP003 | COMPRESSOR DISCH.PRESSURE TRANSMITTER-B | RMI | GIXM-DP | C | X | 202028361 | 1997-01-08 | 000002593552 |  | ERP-MM-DC1 | 2011-12-17 | 20
GT10 | 2210-4-GT10-MBA10CP004 | 2000232293 | 18MBA10CP004 | 18MBA10CP004 | COMPRESSOR DISCH.PRESSURE TRANSMITTER-C | RMI | GIXM-DP | C | X | 202028361 | 1997-01-08 | 000002593556 |  | ERP-MM-DC1 | 2011-12-17 | 20
GT10 | 2210-4-GT10-MBA10CS001A | 2000232301 | 18MBA10CS001A | 18MBA10CS001A | VIBRATION SENSOR TURBINE | RMI | GIDTCT | C | X | 202028361 | 1997-01-08 | 000002593560 |  | ERP-MM-DC1 | 2011-12-17 | 20
GT10 | 2210-4-GT10-MBA10CS001B | 2000232309 | 18MBA10CS001B | 18MBA10CS001B | VIBRATION SENSOR TURBINE | RMI | GIDTCT | C | X | 202028361 | 1997-01-08 | 000002593574 |  | ERP-MM-DC1 | 2011-12-17 | 20
GT10 | 2210-4-GT10-MBA10CS002A | 2000232317 | 18MBA10CS002A | 18MBA10CS002A | VIBRATION SENSOR TURBINE | RMI | GIDTCT | C | X | 202028361 | 1997-01-08 | 000002593578 |  | ERP-MM-DC1 | 2011-12-17 | 20
GT10 | 2210-4-GT10-MBA10CS003A | 2000232325 | 18MBA10CS003A | 18MBA10CS003A | VIBRATION SENSOR TURBINE | RMI | GIDTCT | C | X | 202028361 | 1997-01-08 | 000002593592 |  | ERP-MM-DC1 | 2011-12-17 | 20
GT10 | 2210-4-GT10-MBA10CS003B | 2000232333 | 18MBA10CS003B | 18MBA10CS003B | VIBRATION SENSOR TURBINE | RMI | GIDTCT | C | X | 202028361 | 1997-01-08 | 000002593596 |  | ERP-MM-DC1 | 2011-12-17 | 20
GT10 | 2210-4-GT10-MBA10CT001 | 2000232341 | 18MBA10CT001 | 18MBA10CT001 | COMPRESSOR DISCHARGE THERMOCOUPLE | RMI | GITHRC | C | X | 202028361 | 1997-01-08 | 000002593600 |  | ERP-MM-DC1 | 2011-12-17 | 20
GT10 | 2210-4-GT10-MBA10CT002 | 2000232349 | 18MBA10CT002 | 18MBA10CT002 | COMPRESSOR TEMPERATURE-INLET FLANGE(DTC) | RMI | GIEL-TE | C | X | 202028361 | 1997-01-08 | 000002593614 |  | ERP-MM-DC1 | 2011-12-17 | 20
GT10 | 2210-4-GT10-MBA10CT003 | 2000232357 | 18MBA10CT003 | 18MBA10CT003 | TURBINE TEMPERATURE-INNER BARRAL | RMI | GIEL-TE | C | X | 202028361 | 1997-01-08 | 000002593618 |  | ERP-MM-DC1 | 2011-12-17 | 20
GT10 | 2210-4-GT10-MBA10CT004 | 2000232365 | 18MBA10CT004 | 18MBA10CT004 | TURBINE TEMPERATURE-WHEEL SPACE IST STG. | RMI | GIEL-TE | C | X | 202028361 | 1997-01-08 | 000002593632 |  | ERP-MM-DC1 | 2011-12-17 | 20
GT10 | 2210-4-GT10-MBA10CT005 | 2000232373 | 18MBA10CT005 | 18MBA10CT005 | TURBINE TEMPERATURE-WHEEL SPACE 2ND STG. | RMI | GIEL-TE | C | X | 202028361 | 1997-01-08 | 000002593636 |  | ERP-MM-DC1 | 2011-12-17 | 20
GT10 | 2210-4-GT10-MBA10CT006 | 2000232381 | 18MBA10CT006 | 18MBA10CT006 | TURBINE TEMPERATURE-WHEEL SPACE 3RD STG. | RMI | GIEL-TE | C | X | 202028361 | 1997-01-08 | 000002593640 |  | ERP-MM-DC1 | 2011-12-17 | 20
GT10 | 2210-4-GT10-MBA10CT007 | 2000232389 | 18MBA10CT007 | 18MBA10CT007 | ATOM.AIR COMPRESSOR INLET TEMP.ELEMENT | RMI | GIEL-TE | C | X | 202028361 | 1997-01-08 | 000002593654 |  | ERP-MM-DC1 | 2011-12-17 | 20
GT10 | 2210-4-GT10-MBA10CT008 | 2000232397 | 18MBA10CT008 | 18MBA10CT008 | ATOM.AIR COMPRESSOR INLET TEMP.ELEMENT | RMI | GIEL-TE | C | X | 202028361 | 1997-01-08 | 000002593658 |  | ERP-MM-DC1 | 2011-12-17 | 20
GT10 | 2210-4-GT10-MBB11AA601 | 2000232405 | 18MBB11AA601 | 18MBB11AA601 | TURB.SHELL&EXH.FRAME BLOWER CHECK VALVE1 | RMM | GMVLVE | C | X | 202028361 | 1997-01-08 | 000002593672 |  | ERP-MM-DC1 | 2011-12-17 | 20
GT10 | 2210-4-GT10-MBB11AN001 | 2000232413 | 18MBB11AN001 | 18MBB11AN001 | COMBUSTN.TURBINE EXHAUST FRAME BLOWER-A | RMM | GMBLWR | B | X | 202028361 | 1997-01-08 | 000002593676 |  | ERP-MM-DC1 | 2011-12-17 | 20
GT10 | 2210-4-GT10-MBB11AN001-M01 | 2000232421 | 18MBB11AN001-M01 | 18MBB11AN001-M01 | MOTOR FOR COMB.TURB.EXH.FRAME BLOWER-A | RME | GEMOTR | B | X | 202028361 | 1997-01-08 | 000002593680 |  | ERP-MM-DC1 | 2011-12-17 | 20
GT10 | 2210-4-GT10-MBB11CP001 | 2000232429 | 18MBB11CP001 | 18MBB11CP001 | TURB.SHELL&EXH.FR.BLWR.DSCH.PRESS SWITCH | RMI | GISW-CN | C | X | 202028361 | 1997-01-08 | 000002593694 |  | ERP-DLGN-EAA | 2013-03-05 | 20
GT10 | 2210-4-GT10-MBB12AA601 | 2000232437 | 18MBB12AA601 | 18MBB12AA601 | TURB.SHELL&EXH.FRAME BLOWER CHECK VAVLE2 | RMM | GMVLVE | C | X | 202028361 | 1997-01-08 | 000002593698 |  | ERP-MM-DC1 | 2011-12-17 | 20
GT10 | 2210-4-GT10-MBB12AN001 | 2000232445 | 18MBB12AN001 | 18MBB12AN001 | COMBUSTN.TURBINE EXHAUST FRAME BLOWER-B | RMM | GMBLWR | B | X | 202028361 | 1997-01-08 | 000002593712 |  | ERP-MM-DC1 | 2011-12-17 | 20
GT10 | 2210-4-GT10-MBB12AN001-M01 | 2000232453 | 18MBB12AN001-M01 | 18MBB12AN001-M01 | MOTOR FOR COMB.TURB.EXH.FRAME BLOWER-B | RME | GEMOTR | B | X | 202028361 | 1997-01-08 | 000002593716 |  | ERP-MM-DC1 | 2011-12-17 | 20
GT10 | 2210-4-GT10-MBB12CP001 | 2000232461 | 18MBB12CP001 | 18MBB12CP001 | TURB.SHELL&EXH.FR.BLWR.DSCH.PRESS SWITCH | RMI | GISW-CN | C | X | 202028361 | 1997-01-08 | 000002593720 |  | ERP-DLGN-EAA | 2013-03-05 | 20
GT10 | 2210-4-GT10-MBD10 | 2000232469 | 18MBD10 | 18MBD10 | GAS TURBINE JOURNAL BEARING #1 | RMM | GMBRNG | C | X | 202028361 | 1997-01-08 | 000002593734 |  | ERP-MM-DC1 | 2011-12-17 | 20
GT10 | 2210-4-GT10-MBD10CG301 | 2000232477 | 18MBD10CG301 | 18MBD10CG301 | SHAFT AXIAL POSITION TRANSMITTER - BRG.1 | RMI | GIXMTR | C | X | 202028361 | 1997-01-08 | 000002593738 |  | ERP-MM-DC1 | 2011-12-17 | 20
GT10 | 2210-4-GT10-MBD10CG302 | 2000232485 | 18MBD10CG302 | 18MBD10CG302 | SHAFT AXIAL POSITION TRANSMITTER - BRG.1 | RMI | GIXMTR | C | X | 202028361 | 1997-01-08 | 000002593752 |  | ERP-MM-DC1 | 2011-12-17 | 20
GT10 | 2210-4-GT10-MBD10CT001 | 2000232493 | 18MBD10CT001 | 18MBD10CT001 | TURBINE BEARING#1 METAL TEMPERATURE | RMI | GIEL-TE | C | X | 202028361 | 1997-01-08 | 000002593756 |  | ERP-MM-DC1 | 2011-12-17 | 20
GT10 | 2210-4-GT10-MBD20 | 2000232501 | 18MBD20 | 18MBD20 | GAS TURBINE JOURNAL BEARING #2 | RMM | GMBRNG | C | X | 202028361 | 1997-01-08 | 000002593760 |  | ERP-MM-DC1 | 2011-12-17 | 20
GT10 | 2210-4-GT10-MBD20CT001 | 2000232509 | 18MBD20CT001 | 18MBD20CT001 | TURBINE BEARING#2 METAL TEMPERATURE | RMI | GIEL-TE | C | X | 202028361 | 1997-01-08 | 000002593774 |  | ERP-MM-DC1 | 2011-12-17 | 20
GT10 | 2210-4-GT10-MBD30 | 2000232517 | 18MBD30 | 18MBD30 | GAS TURBINE JOURNAL BEARING #3 | RMM | GMBRNG | C | X | 202028361 | 1997-01-08 | 000002593778 |  | ERP-MM-DC1 | 2011-12-17 | 20
GT10 | 2210-4-GT10-MBD30CT001 | 2000232525 | 18MBD30CT001 | 18MBD30CT001 | TURBINE BEARING#3 METAL TEMPERATURE | RMI | GIEL-TE | C | X | 202028361 | 1997-01-08 | 000002593792 |  | ERP-MM-DC1 | 2011-12-17 | 20
GT10 | 2210-4-GT10-MBD40 | 2000232533 | 18MBD40 | 18MBD40 | GAS TURBINE THRUST BEARING #1 | RMM | GMBRNG | C | X | 202028361 | 1997-01-08 | 000002593796 |  | ERP-MM-DC1 | 2011-12-17 | 20
GT10 | 2210-4-GT10-MBD40CT001 | 2000232541 | 18MBD40CT001 | 18MBD40CT001 | TURBINE THRUST BEARING METAL TEMPERATURE | RMI | GIEL-TE | C | X | 202028361 | 1997-01-08 | 000002593800 |  | ERP-MM-DC1 | 2011-12-17 | 20
GT10 | 2210-4-GT10-MBD50 | 2000232549 | 18MBD50 | 18MBD50 | GAS TURBINE THRUST BEARING #2 | RMM | GMBRNG | C | X | 202028361 | 1997-01-08 | 000002593814 |  | ERP-MM-DC1 | 2011-12-17 | 20
GT10 | 2210-4-GT10-MBH10 | 2000232557 | 18MBH10 | 18MBH10 | COOLING & SEALING AIR SYSTEM INSTRUMENTS |  |  | C | X | 202028361 | 1997-01-08 | 000002593818 |  | ERP-MM-DC1 | 2011-12-17 | 20
GT10 | 2210-4-GT10-MBH10AA001 | 2000232565 | 18MBH10AA001 | 18MBH10AA001 | AIR FILTER BLOWDOWN REGULATOR VALVE | RMM | GMVLVE | B | X | 202028361 | 1997-01-08 | 000002593832 |  | ERP-MM-DC1 | 2011-12-17 | 20
GT10 | 2210-4-GT10-MBH10AA501 | 2000232573 | 18MBH10AA501 | 18MBH10AA501 | AIR PROCESSING UNIT DRAIN VALVE | RMM | GMVLVE | B | X | 202028361 | 1997-01-08 | 000002593836 |  | ERP-MM-DC1 | 2011-12-17 | 20
GT10 | 2210-4-GT10-MBH10AT001 | 2000232581 | 18MBH10AT001 | 18MBH10AT001 | HEATLESS AIR DRIER | RMM | GMDRYR | C | X | 202028361 | 1997-01-08 | 000002593840 |  | ERP-MM-DC1 | 2011-12-17 | 20
GT10 | 2210-4-GT10-MBH10CP001 | 2000232589 | 18MBH10CP001 | 18MBH10CP001 | (AIR DRYER O/L) APU LOW PRESS SWITCH | RMI | GISW-CN | C | X | 202028361 | 1997-01-08 | 000002593854 |  | ERP-DLGN-EAA | 2013-03-05 | 20
GT10 | 2210-4-GT10-MBJ10 | 2000232597 | 18MBJ10 | 18MBJ10 | GAS TURBINE STARTING MOTOR | RME | GEMOTR | B | X | 202028361 | 1997-01-08 | 000002593858 |  | ERP-MM-DC1 | 2011-12-17 | 20
GT10 | 2210-4-GT10-MBJ10AA801 | 2000232605 | 18MBJ10AA801 | 18MBJ10AA801 | TORQUE CONVERTER FILL/DRAIN SOLEND.VALVE | RMM | GMVL-SL | C | X | 202028361 | 1997-01-08 | 000002593872 |  | ERP-MM-DC1 | 2011-12-17 | 20
GT10 | 2210-4-GT10-MBJ10CT001 | 2000232613 | 18MBJ10CT001 | 18MBJ10CT001 | GAS TURB.STARTING MOTOR - STATOR TEMP. | RMI | GIEL-TE | C | X | 202028361 | 1997-01-08 | 000002593876 |  | ERP-MM-DC1 | 2011-12-17 | 20
GT10 | 2210-4-GT10-MBJ10DU001 | 2000232621 | 18MBJ10DU001 | 18MBJ10DU001 | TORQUE CONVERTER | RME | GECNVR | C | X | 202028361 | 1997-01-08 | 000002593880 |  | ERP-MM-DC1 | 2011-12-17 | 20
GT10 | 2210-4-GT10-MBJ10DU001-M01 | 2000232629 | 18MBJ10DU001-M01 | 18MBJ10DU001-M01 | TORQUE CONVERTER STARTING MOTOR | RME | GEMOTR | B | X | 202028361 | 1997-01-08 | 000002593894 |  | ERP-MM-DC1 | 2011-12-17 | 20
GT10 | 2210-4-GT10-MBJ10DU001-M02 | 2000232637 | 18MBJ10DU001-M02 | 18MBJ10DU001-M02 | TORQUE/SPEED ADJUSTER DRIVE MOTOR | RME | GEMOTR | B | X | 202028361 | 1997-01-08 | 000002593898 |  | ERP-MM-DC1 | 2011-12-17 | 20
GT10 | 2210-4-GT10-MBJ10DU001-Q01 | 2000232645 | 18MBJ10DU001-Q01 | 18MBJ10DU001-Q01 | BREAKER FOR TORQUE CONVERTR.STARTG.MOTOR | RME | GECB | B | X | 202028361 | 1997-01-08 | 000002593912 |  | ERP-MM-DC1 | 2011-12-17 | 20
GT10 | 2210-4-GT10-MBJ20AA001 | 2000232653 | 18MBJ20AA001 | 18MBJ20AA001 | HYDRAULIC RATCHET I/L FLOW CONTROL VALVE | RMM | GMVL-BA | B | X | 202028361 | 1997-01-08 | 000002593916 |  | ERP-MM-DC1 | 2011-12-17 | 20
GT10 | 2210-4-GT10-MBJ20AA801 | 2000232662 | 18MBJ20AA801 | 18MBJ20AA801 | HYDRAULIC RATCHET STROKE 4WAY SOLND.V/V | RMM | GMVL-SL | C | X | 202028361 | 1997-01-08 | 000002593931 |  | ERP-MM-DC1 | 2011-12-17 | 20
GT10 | 2210-4-GT10-MBJ20AP001 | 2000232670 | 18MBJ20AP001 | 18MBJ20AP001 | HYDRAULIC RATCHET PUMP | RMM | GMPUMP | B | X | 202028361 | 1997-01-08 | 000002593935 |  | ERP-MM-DC1 | 2011-12-17 | 20
GT10 | 2210-4-GT10-MBJ20AP001-M01 | 2000232678 | 18MBJ20AP001-M01 | 18MBJ20AP001-M01 | HYDRAULIC RATCHET PUMP-MOTOR | RME | GEMOTR | B | X | 202028361 | 1997-01-08 | 000002593939 |  | ERP-MM-DC1 | 2011-12-17 | 20
GT10 | 2210-4-GT10-MBJ20AU001 | 2000232686 | 18MBJ20AU001 | 18MBJ20AU001 | HYDRAULIC RATCHET MECHANISM (U/R CLUTCH) | RMM | GMCLCH | C | X | 202028361 | 1997-01-08 | 000002593953 |  | ERP-MM-DC1 | 2011-12-17 | 20
GT10 | 2210-4-GT10-MBJ20CP001 | 2000232694 | 18MBJ20CP001 | 18MBJ20CP001 | HYDRAULIC RATCHET FORWD.STRK.PRES.SWITCH | RMI | GISW-CN | C | X | 202028361 | 1997-01-08 | 000002593957 |  | ERP-DLGN-EAA | 2013-03-05 | 20
GT10 | 2210-4-GT10-MBJ20CP002 | 2000232702 | 18MBJ20CP002 | 18MBJ20CP002 | HYDRAULIC RATCHET RETN.STRK.PRES.SWITCH | RMI | GISW-CN | C | X | 202028361 | 1997-01-08 | 000002593971 |  | ERP-DLGN-EAA | 2013-03-05 | 20
GT10 | 2210-4-GT10-MBK | 2000232710 | 18MBK | 18MBK | COMBUSTION TURBINE LOAD COMPARTMENT |  |  | C | X | 202028361 | 1997-01-08 | 000002593975 |  | ERP-MM-DC1 | 2011-12-17 | 20
GT10 | 2210-4-GT10-MBK11AN001 | 2000232718 | 18MBK11AN001 | 18MBK11AN001 | (CT) LOAD COMPARTMENT EXHAUST FAN-A | RMM | GMFAN | B | X | 202028361 | 1997-01-08 | 000002593979 |  | ERP-MM-DC1 | 2011-12-17 | 20
GT10 | 2210-4-GT10-MBK11AN001-M01 | 2000232726 | 18MBK11AN001-M01 | 18MBK11AN001-M01 | (CT)LOAD COMPARTMENT EXHAUST FAN A-MOTOR | RME | GEMOTR | B | X | 202028361 | 1997-01-08 | 000002593993 |  | ERP-MM-DC1 | 2011-12-17 | 20
GT10 | 2210-4-GT10-MBK12AN001 | 2000232734 | 18MBK12AN001 | 18MBK12AN001 | (CT) LOAD COMPARTMENT EXHAUST FAN-B | RMM | GMFAN | B | X | 202028361 | 1997-01-08 | 000002593997 |  | ERP-MM-DC1 | 2011-12-17 | 20
GT10 | 2210-4-GT10-MBK12AN001-M01 | 2000232742 | 18MBK12AN001-M01 | 18MBK12AN001-M01 | (CT)LOAD COMPARTMENT EXHAUST FAN B-MOTOR | RME | GEMOTR | B | X | 202028361 | 1997-01-08 | 000002594011 |  | ERP-MM-DC1 | 2011-12-17 | 20
GT10 | 2210-4-GT10-MBL10AC001 | 2000232750 | 18MBL10AC001 | 18MBL10AC001 | ACCESSORY COMPARTMENT SPACE HEATER | RME | GEHTR | B | X | 202028361 | 1997-01-08 | 000002594015 |  | ERP-MM-DC1 | 2011-12-17 | 20
GT10 | 2210-4-GT10-MBL10AC001-M01 | 2000232758 | 18MBL10AC001-M01 | 18MBL10AC001-M01 | ACCESS COMPT. SPACE HEATER BLOWER MOTOR | RME | GEMOTR | B | X | 202028361 | 1997-01-08 | 000002594019 |  | ERP-MM-DC1 | 2011-12-17 | 20
GT10 | 2210-4-GT10-MBL10AN001-M01 | 2000232766 | 18MBL10AN001-M01 | 18MBL10AN001-M01 | INLET FILTER DUST COLL.SYS. BLOWER MOTOR | RME | GEMOTR | B | X | 202028361 | 1997-01-08 | 000002594033 |  | ERP-MM-DC1 | 2011-12-17 | 20
GT10 | 2210-4-GT10-MBL10AN010-M01 | 2000232774 | 18MBL10AN010-M01 | 18MBL10AN010-M01 | HEATING AIR FAN MOTOR FOR TURB.COMPT. | RME | GEMOTR | C | X | 202028361 | 1997-01-08 | 000002594037 |  | ERP-MM-DC1 | 2011-12-17 | 20
GT10 | 2210-4-GT10-MBL10AT001 | 2000232782 | 18MBL10AT001 | 18MBL10AT001 | COMBUSTION TURBINE FILTER HOUSE/DUCTING | RMM | GMFILT | C | X | 202028361 | 1997-01-08 | 000002594051 |  | ERP-MM-DC1 | 2011-12-17 | 20
GT10 | 2210-4-GT10-MBL10CP001 | 2000232790 | 18MBL10CP001 | 18MBL10CP001 | INLET AIR FILTER COMP.AIR PRESS SWITCH | RMI | GISW-CN | C | X | 202028361 | 1997-01-08 | 000002594055 |  | ERP-DLGN-EAA | 2013-03-05 | 20
GT10 | 2210-4-GT10-MBM10 | 2000232798 | 18MBM10 | 18MBM10 | COMBUSTION CHAMBER | RMM | GMCMBU | C | X | 202028361 | 1997-01-08 | 000002594059 |  | ERP-MM-DC1 | 2011-12-17 | 20
GT10 | 2210-4-GT10-MBM10AV001 | 2000232806 | 18MBM10AV001 | 18MBM10AV001 | SPARK PLUG - COMBUSTION CHAMBER 1 | RMI | GIIGNT | C | X | 202028361 | 1997-01-08 | 000002594073 |  | ERP-MM-DC1 | 2011-12-17 | 20
GT10 | 2210-4-GT10-MBM10AV010 | 2000232814 | 18MBM10AV010 | 18MBM10AV010 | SPARK PLUG - COMBUSTION CHAMBER 10 | RMI | GIIGNT | C | X | 202028361 | 1997-01-08 | 000002594077 |  | ERP-MM-DC1 | 2011-12-17 | 20
GT10 | 2210-4-GT10-MBM10CR003 | 2000232822 | 18MBM10CR003 | 18MBM10CR003 | FLAME DETECTOR COMBUSTION CHAMBER-3 | RMI | GIDT-FL | C | X | 202028361 | 1997-01-08 | 000002594091 |  | ERP-MM-DC1 | 2011-12-17 | 20
GT10 | 2210-4-GT10-MBM10CR004 | 2000232830 | 18MBM10CR004 | 18MBM10CR004 | FLAME DETECTOR COMBUSTION CHAMBER-4 | RMI | GIDT-FL | C | X | 202028361 | 1997-01-08 | 000002594095 |  | ERP-MM-DC1 | 2011-12-17 | 20
GT10 | 2210-4-GT10-MBM10CR007 | 2000232838 | 18MBM10CR007 | 18MBM10CR007 | FLAME DETECTOR COMBUSTION CHAMBER-7 | RMI | GIDT-FL | C | X | 202028361 | 1997-01-08 | 000002594099 |  | ERP-MM-DC1 | 2011-12-17 | 20
GT10 | 2210-4-GT10-MBM10CR008 | 2000232846 | 18MBM10CR008 | 18MBM10CR008 | FLAME DETECTOR COMBUSTION CHAMBER-8 | RMI | GIDT-FL | C | X | 202028361 | 1997-01-08 | 000002594113 |  | ERP-MM-DC1 | 2011-12-17 | 20
GT10 | 2210-4-GT10-MBN31AA301 | 2000232854 | 18MBN31AA301 | 18MBN31AA301 | FUEL HEATER-A PRESSURE RELIEF VALVE | RMM | GMVL-RE | C | X | 202028361 | 1997-01-08 | 000002594117 |  | ERP-MM-DC1 | 2011-12-17 | 20
GT10 | 2210-4-GT10-MBN31AA302 | 2000232862 | 18MBN31AA302 | 18MBN31AA302 | FUEL HEATER-B PRESSURE RELIEF VALVE | RMM | GMVL-RE | C | X | 202028361 | 1997-01-08 | 000002594131 |  | ERP-MM-DC1 | 2011-12-17 | 20
GT10 | 2210-4-GT10-MBN31AA303 | 2000232870 | 18MBN31AA303 | 18MBN31AA303 | FUEL HEATER-C PRESSURE RELIEF VALVE | RMM | GMVL-RE | C | X | 202028361 | 1997-01-08 | 000002594135 |  | ERP-MM-DC1 | 2011-12-17 | 20
GT10 | 2210-4-GT10-MBN31AA304 | 2000232877 | 18MBN31AA304 | 18MBN31AA304 | FUEL HEATER-D PRESSURE RELIEF VALVE | RMM | GMVL-RE | C | X | 202028361 | 1997-01-08 | 000002594139 |  | ERP-MM-DC1 | 2011-12-17 | 20
GT10 | 2210-4-GT10-MBN31AA701 | 2000232885 | 18MBN31AA701 | 18MBN31AA701 | FUEL ISOL. VALVE FOR FUEL HEATER-A&B | RMM | GMVLVE | C | X | 202028361 | 1997-01-08 | 000002594153 |  | ERP-MM-DC1 | 2011-12-17 | 20
GT10 | 2210-4-GT10-MBN31AA702 | 2000232893 | 18MBN31AA702 | 18MBN31AA702 | FUEL ISOL. VALVE FOR FUEL HEATER-C&D | RMM | GMVLVE | C | X | 202028361 | 1997-01-08 | 000002594157 |  | ERP-MM-DC1 | 2011-12-17 | 20
GT10 | 2210-4-GT10-MBN31AA703 | 2000232901 | 18MBN31AA703 | 18MBN31AA703 | FUEL HEATER-A INLET VALVE | RMM | GMVLVE | B | X | 202028361 | 1997-01-08 | 000002594171 |  | ERP-MM-DC1 | 2011-12-17 | 20
GT10 | 2210-4-GT10-MBN31AA704 | 2000232909 | 18MBN31AA704 | 18MBN31AA704 | FUEL HEATER-A OUTLET VALVE | RMM | GMVLVE | B | X | 202028361 | 1997-01-08 | 000002594175 |  | ERP-MM-DC1 | 2011-12-17 | 20
GT10 | 2210-4-GT10-MBN31AA705 | 2000232917 | 18MBN31AA705 | 18MBN31AA705 | FUEL HEATER-A BYPASS VALVE | RMM | GMVLVE | B | X | 202028361 | 1997-01-08 | 000002594179 |  | ERP-MM-DC1 | 2011-12-17 | 20
GT10 | 2210-4-GT10-MBN31AA706 | 2000232925 | 18MBN31AA706 | 18MBN31AA706 | FUEL HEATER-B INLET VALVE | RMM | GMVLVE | B | X | 202028361 | 1997-01-08 | 000002594193 |  | ERP-MM-DC1 | 2011-12-17 | 20
GT10 | 2210-4-GT10-MBN31AA707 | 2000232933 | 18MBN31AA707 | 18MBN31AA707 | FUEL HEATER-B OUTLET VALVE | RMM | GMVLVE | B | X | 202028361 | 1997-01-08 | 000002594197 |  | ERP-MM-DC1 | 2011-12-17 | 20
GT10 | 2210-4-GT10-MBN31AA708 | 2000232941 | 18MBN31AA708 | 18MBN31AA708 | FUEL HEATER-B BYPASS VALVE | RMM | GMVLVE | B | X | 202028361 | 1997-01-08 | 000002594211 |  | ERP-MM-DC1 | 2011-12-17 | 20
GT10 | 2210-4-GT10-MBN31AA709 | 2000232949 | 18MBN31AA709 | 18MBN31AA709 | FUEL HEATER-C INLET VALVE | RMM | GMVLVE | B | X | 202028361 | 1997-01-08 | 000002594215 |  | ERP-MM-DC1 | 2011-12-17 | 20
GT10 | 2210-4-GT10-MBN31AA710 | 2000232957 | 18MBN31AA710 | 18MBN31AA710 | FUEL HEATER-C OUTLET VALVE | RMM | GMVLVE | B | X | 202028361 | 1997-01-08 | 000002594219 |  | ERP-MM-DC1 | 2011-12-17 | 20
GT10 | 2210-4-GT10-MBN31AA711 | 2000232965 | 18MBN31AA711 | 18MBN31AA711 | FUEL HEATER-C BYPASS VALVE | RMM | GMVLVE | B | X | 202028361 | 1997-01-08 | 000002594233 |  | ERP-MM-DC1 | 2011-12-17 | 20
GT10 | 2210-4-GT10-MBN31AA712 | 2000232973 | 18MBN31AA712 | 18MBN31AA712 | FUEL HEATER-D INLET VALVE | RMM | GMVLVE | B | X | 202028361 | 1997-01-08 | 000002594237 |  | ERP-MM-DC1 | 2011-12-17 | 20
GT10 | 2210-4-GT10-MBN31AA713 | 2000232981 | 18MBN31AA713 | 18MBN31AA713 | FUEL HEATER-D OUTLET VALVE | RMM | GMVLVE | B | X | 202028361 | 1997-01-08 | 000002594251 |  | ERP-MM-DC1 | 2011-12-17 | 20
GT10 | 2210-4-GT10-MBN31AA714 | 2000232989 | 18MBN31AA714 | 18MBN31AA714 | FUEL HEATER-D BYPASS VALVE | RMM | GMVLVE | B | X | 202028361 | 1997-01-08 | 000002594255 |  | ERP-MM-DC1 | 2011-12-17 | 20
GT10 | 2210-4-GT10-MBN31AA715 | 2000232997 | 18MBN31AA715 | 18MBN31AA715 | FUEL HEATER-A&B OUTLET ISOLATION VALVE | RMM | GMVLVE | B | X | 202028361 | 1997-01-08 | 000002594259 |  | ERP-MM-DC1 | 2011-12-17 | 20
GT10 | 2210-4-GT10-MBN31AA716 | 2000233005 | 18MBN31AA716 | 18MBN31AA716 | FUEL HEATER-C&D OUTLET ISOLATION VALVE | RMM | GMVLVE | B | X | 202028361 | 1997-01-08 | 000002594273 |  | ERP-MM-DC1 | 2011-12-17 | 20
GT10 | 2210-4-GT10-MBN31AC001 | 2000233013 | 18MBN31AC001 | 18MBN31AC001 | FUEL HEATER-A | RME | GEHTR | B | X | 202028361 | 1997-01-08 | 000002594277 |  | ERP-MM-DC1 | 2011-12-17 | 20
GT10 | 2210-4-GT10-MBN31AC002 | 2000233021 | 18MBN31AC002 | 18MBN31AC002 | FUEL HEATER-B | RME | GEHTR | B | X | 202028361 | 1997-01-08 | 000002594291 |  | ERP-MM-DC1 | 2011-12-17 | 20
GT10 | 2210-4-GT10-MBN31AC003 | 2000233048 | 18MBN31AC003 | 18MBN31AC003 | FUEL HEATER-C | RME | GEHTR | B | X | 202028361 | 1997-01-08 | 000002594313 |  | ERP-MM-DC1 | 2011-12-17 | 20
GT10 | 2210-4-GT10-MBN31AC004 | 2000233056 | 18MBN31AC004 | 18MBN31AC004 | FUEL HEATER-D | RME | GEHTR | B | X | 202028361 | 1997-01-08 | 000002594317 |  | ERP-MM-DC1 | 2011-12-17 | 20
GT10 | 2210-4-GT10-MBN31BR001 | 2000233064 | 18MBN31BR001 | 18MBN31BR001 | FUEL HEATER INLET & OUTLET PIPING | RMM | GMPIPE | B | X | 202028361 | 1997-01-08 | 000002594331 |  | ERP-MM-DC1 | 2011-12-17 | 20
GT10 | 2210-4-GT10-MBN31CP001 | 2000233072 | 18MBN31CP001 | 18MBN31CP001 | FUEL HEATER-A INLET PRESSURE INDICATOR | RMI | GIIN-PR | C | X | 202028361 | 1997-01-08 | 000002594335 |  | ERP-MM-DC1 | 2011-12-17 | 20
GT10 | 2210-4-GT10-MBN31CP002 | 2000233080 | 18MBN31CP002 | 18MBN31CP002 | FUEL HEATER-B INLET PRESSURE INDICATOR | RMI | GIIN-PR | C | X | 202028361 | 1997-01-08 | 000002594339 |  | ERP-MM-DC1 | 2011-12-17 | 20
GT10 | 2210-4-GT10-MBN31CT001 | 2000233088 | 18MBN31CT001 | 18MBN31CT001 | FUEL HEATER-A INLET TEMP.TRANSMITTER | RMI | GIEL-TE | C | X | 202028361 | 1997-01-08 | 000002594353 |  | ERP-MM-DC1 | 2011-12-17 | 20
GT10 | 2210-4-GT10-MBN31CT002 | 2000233096 | 18MBN31CT002 | 18MBN31CT002 | FUEL HEATER-C INLET TEMP.TRANSMITTER | RMI | GIEL-TE | C | X | 202028361 | 1997-01-08 | 000002594357 |  | ERP-MM-DC1 | 2011-12-17 | 20
GT10 | 2210-4-GT10-MBN31CT003 | 2000233104 | 18MBN31CT003 | 18MBN31CT003 | FUEL HEATER-A OUTLET TEMP.INDICATOR | RMI | GIIN-TE | C | X | 202028361 | 1997-01-08 | 000002594371 |  | ERP-MM-DC1 | 2011-12-17 | 20
GT10 | 2210-4-GT10-MBN31CT004 | 2000233112 | 18MBN31CT004 | 18MBN31CT004 | FUEL HEATER-C OUTLET TEMP.INDICATOR | RMI | GIIN-TE | C | X | 202028361 | 1997-01-08 | 000002594375 |  | ERP-MM-DC1 | 2011-12-17 | 20
GT10 | 2210-4-GT10-MBN31CT005 | 2000233120 | 18MBN31CT005 | 18MBN31CT005 | FUEL HEATER-A OVERHEAT THERMOCOUPLE | RMI | GITHRC | C | X | 202028361 | 1997-01-08 | 000002594379 |  | ERP-MM-DC1 | 2011-12-17 | 20
GT10 | 2210-4-GT10-MBN31CT006 | 2000233128 | 18MBN31CT006 | 18MBN31CT006 | FUEL HEATER-B OVERHEAT THERMOCOUPLE | RMI | GITHRC | C | X | 202028361 | 1997-01-08 | 000002594393 |  | ERP-MM-DC1 | 2011-12-17 | 20
GT10 | 2210-4-GT10-MBN31CT007 | 2000233136 | 18MBN31CT007 | 18MBN31CT007 | FUEL HEATER-C OVERHEAT THERMOCOUPLE | RMI | GITHRC | C | X | 202028361 | 1997-01-08 | 000002594397 |  | ERP-MM-DC1 | 2011-12-17 | 20
GT10 | 2210-4-GT10-MBN31CT008 | 2000233144 | 18MBN31CT008 | 18MBN31CT008 | FUEL HEATER-D OVERHEAT THERMOCOUPLE | RMI | GITHRC | C | X | 202028361 | 1997-01-08 | 000002594411 |  | ERP-MM-DC1 | 2011-12-17 | 20
GT10 | 2210-4-GT10-MBN31CT009 | 2000233152 | 18MBN31CT009 | 18MBN31CT009 | FUEL HEATR-B O/L TEMP.CONTRL.THERMCOUPLE | RMI | GITHRC | C | X | 202028361 | 1997-01-08 | 000002594415 |  | ERP-MM-DC1 | 2011-12-17 | 20
GT10 | 2210-4-GT10-MBN31CT010 | 2000233160 | 18MBN31CT010 | 18MBN31CT010 | FUEL HEATR-D O/L TEMP.CONTRL.THERMCOUPLE | RMI | GITHRC | C | X | 202028361 | 1997-01-08 | 000002594419 |  | ERP-MM-DC1 | 2011-12-17 | 20
GT10 | 2210-4-GT10-MBN31GH001 | 2000233168 | 18MBN31GH001 | 18MBN31GH001 | CR.OIL HEATG.UNIT CONTROL PANEL IN PECC | RME | GEPANL | C | X | 202028361 | 1997-01-08 | 000002594433 |  | ERP-MM-DC1 | 2011-12-17 | 20
GT10 | 2210-4-GT10-MBN32 | 2000233176 | 18MBN32 | 18MBN32 | FUEL OIL BYPASS SERVO VALVE | RMM | GMVLVE | B | X | 202028361 | 1997-01-08 | 000002594437 |  | ERP-MM-DC1 | 2011-12-17 | 20
GT10 | 2210-4-GT10-MBN32AA001 | 2000233184 | 18MBN32AA001 | 18MBN32AA001 | CRUDE F.OIL STR.O/L PRESS REGULATG.VALVE | RMM | GMVL-BA | B | X | 202028361 | 1997-01-08 | 000002594451 |  | ERP-MM-DC1 | 2011-12-17 | 20
GT10 | 2210-4-GT10-MBN32AA002 | 2000233192 | 18MBN32AA002 | 18MBN32AA002 | MAIN FUEL PUMP BYPASS CONTROL VALVE | RMM | GMVL-BA | B | X | 202028361 | 1997-01-08 | 000002594455 |  | ERP-MM-DC1 | 2011-12-17 | 20
GT10 | 2210-4-GT10-MBN32AA003 | 2000233200 | 18MBN32AA003 | 18MBN32AA003 | MAIN FUEL PUMP(BYPASS) SERVO VALVE | RMM | GMVLVE | B | X | 202028361 | 1997-01-08 | 000002594459 |  | ERP-MM-DC1 | 2011-12-17 | 20
GT10 | 2210-4-GT10-MBN32AA101 | 2000233208 | 18MBN32AA101 | 18MBN32AA101 | FUEL HEATER BYPASS(RETURN) VALVE(MOT) | RMM | GMVL-MO | B | X | 202028361 | 1997-01-08 | 000002594473 |  | ERP-MM-DC1 | 2011-12-17 | 20
GT10 | 2210-4-GT10-MBN32AA102 | 2000233216 | 18MBN32AA102 | 18MBN32AA102 | FUEL OIL TRANSFER 3WAY CHANGE OVER VALVE | RMM | GMVL-MO | B | X | 202028361 | 1997-01-08 | 000002594477 |  | ERP-MM-DC1 | 2011-12-17 | 20
GT10 | 2210-4-GT10-MBN32AA301 | 2000233224 | 18MBN32AA301 | 18MBN32AA301 | LIQUID FUEL LP.FILTER PRESS.RELIEF VALVE | RMM | GMVL-RE | C | X | 202028361 | 1997-01-08 | 000002594491 |  | ERP-MM-DC1 | 2011-12-17 | 20
GT10 | 2210-4-GT10-MBN32AA302 | 2000233232 | 18MBN32AA302 | 18MBN32AA302 | LIQUID FUEL LP.FILTER PRESS.RELIEF VALVE | RMM | GMVL-RE | C | X | 202028361 | 1997-01-08 | 000002594495 |  | ERP-MM-DC1 | 2011-12-17 | 20
GT10 | 2210-4-GT10-MBN32AA303 | 2000233240 | 18MBN32AA303 | 18MBN32AA303 | SAFETY RELIEF VALVE FOR FO.SCR.DISC.FLTR | RMM | GMVL-RE | C | X | 202028361 | 1997-01-08 | 000002594499 |  | ERP-MM-DC1 | 2011-12-17 | 20
GT10 | 2210-4-GT10-MBN32AA304 | 2000233248 | 18MBN32AA304 | 18MBN32AA304 | FO.SCRPR.DISC.FILTER SAFETY RELIEF VALVE | RMM | GMVL-RE | C | X | 202028361 | 1997-01-08 | 000002594513 |  | ERP-MM-DC1 | 2011-12-17 | 20
GT10 | 2210-4-GT10-MBN32AA305 | 2000233256 | 18MBN32AA305 | 18MBN32AA305 | MAIN FUEL PUMP PRESSURE RELIEF VALVE | RMM | GMVL-RE | C | X | 202028361 | 1997-01-08 | 000002594517 |  | ERP-MM-DC1 | 2011-12-17 | 20
GT10 | 2210-4-GT10-MBN32AA502 | 2000233264 | 18MBN32AA502 | 18MBN32AA502 | EXHAUST FRAME FALSE START DRAIN VALVE | RMM | GMVLVE | B | X | 202028361 | 1997-01-08 | 000002594531 |  | ERP-MM-DC1 | 2011-12-17 | 20
GT10 | 2210-4-GT10-MBN32AA503 | 2000233272 | 18MBN32AA503 | 18MBN32AA503 | COMBUSTN.WRAPPER FALSE START DRAIN VALVE | RMM | GMVLVE | B | X | 202028361 | 1997-01-08 | 000002594535 |  | ERP-MM-DC1 | 2011-12-17 | 20
GT10 | 2210-4-GT10-MBN32AA504 | 2000233280 | 18MBN32AA504 | 18MBN32AA504 | DRAIN VALVE EXHAUST PLENUM | RMM | GMVLVE | B | X | 202028361 | 1997-01-08 | 000002594539 |  | ERP-MM-DC1 | 2011-12-17 | 20
GT10 | 2210-4-GT10-MBN32AA601 | 2000233288 | 18MBN32AA601 | 18MBN32AA601 | LIQUID FUEL NOZZLE-1 CHECK VALVE | RMM | GMVLVE | C | X | 202028361 | 1997-01-08 | 000002594553 |  | ERP-MM-DC1 | 2011-12-17 | 20
GT10 | 2210-4-GT10-MBN32AA602 | 2000233296 | 18MBN32AA602 | 18MBN32AA602 | LQUID FUEL NOZZLE-2 CHECK VALVE | RMM | GMVLVE | C | X | 202028361 | 1997-01-08 | 000002594557 |  | ERP-MM-DC1 | 2011-12-17 | 20
GT10 | 2210-4-GT10-MBN32AA603 | 2000233304 | 18MBN32AA603 | 18MBN32AA603 | LIQUID FUEL NOZZLE-3 CHECK VALVE | RMM | GMVLVE | C | X | 202028361 | 1997-01-08 | 000002594571 |  | ERP-MM-DC1 | 2011-12-17 | 20
GT10 | 2210-4-GT10-MBN32AA604 | 2000233312 | 18MBN32AA604 | 18MBN32AA604 | LIQUID FUEL NOZZLE-4 CHECK VALVE | RMM | GMVLVE | C | X | 202028361 | 1997-01-08 | 000002594575 |  | ERP-MM-DC1 | 2011-12-17 | 20
GT10 | 2210-4-GT10-MBN32AA605 | 2000233320 | 18MBN32AA605 | 18MBN32AA605 | LIQUID FUEL NOZZLE-5 CHECK VALVE | RMM | GMVLVE | C | X | 202028361 | 1997-01-08 | 000002594579 |  | ERP-MM-DC1 | 2011-12-17 | 20
GT10 | 2210-4-GT10-MBN32AA606 | 2000233328 | 18MBN32AA606 | 18MBN32AA606 | LIQUID FUEL NOZZLE-6 CHECK VALVE | RMM | GMVLVE | C | X | 202028361 | 1997-01-08 | 000002594593 |  | ERP-MM-DC1 | 2011-12-17 | 20
GT10 | 2210-4-GT10-MBN32AA607 | 2000233336 | 18MBN32AA607 | 18MBN32AA607 | LIQUID FUEL NOZZLE-7 CHECK VALVE | RMM | GMVLVE | C | X | 202028361 | 1997-01-08 | 000002594597 |  | ERP-MM-DC1 | 2011-12-17 | 20
GT10 | 2210-4-GT10-MBN32AA608 | 2000233344 | 18MBN32AA608 | 18MBN32AA608 | LIQUID FUEL NOZZLE-8 CHECK VALVE | RMM | GMVLVE | C | X | 202028361 | 1997-01-08 | 000002594611 |  | ERP-MM-DC1 | 2011-12-17 | 20
GT10 | 2210-4-GT10-MBN32AA609 | 2000233352 | 18MBN32AA609 | 18MBN32AA609 | LIQUID FUEL NOZZLE-9 CHECK VALVE | RMM | GMVLVE | C | X | 202028361 | 1997-01-08 | 000002594615 |  | ERP-MM-DC1 | 2011-12-17 | 20
GT10 | 2210-4-GT10-MBN32AA610 | 2000233360 | 18MBN32AA610 | 18MBN32AA610 | LIQUID FUEL NOZZLE-10 CHECK VALVE | RMM | GMVLVE | C | X | 202028361 | 1997-01-08 | 000002594619 |  | ERP-MM-DC1 | 2011-12-17 | 20
GT10 | 2210-4-GT10-MBN32AA701 | 2000233368 | 18MBN32AA701 | 18MBN32AA701 | CRUDE FUEL OIL STRAINER-INLET VALVE | RMM | GMVLVE | B | X | 202028361 | 1997-01-08 | 000002594633 |  | ERP-MM-DC1 | 2011-12-17 | 20
GT10 | 2210-4-GT10-MBN32AA702 | 2000233376 | 18MBN32AA702 | 18MBN32AA702 | LIQUID FUEL FILTER TRANSFER VALVE(6PORT) | RMM | GMVLVE | C | X | 202028361 | 1997-01-08 | 000002594637 |  | ERP-MM-DC1 | 2011-12-17 | 20
GT10 | 2210-4-GT10-MBN32AA703 | 2000233384 | 18MBN32AA703 | 18MBN32AA703 | MAIN LIQUID FUEL PUMP SUCTION VALVE | RMM | GMVLVE | B | X | 202028361 | 1997-01-08 | 000002594651 |  | ERP-MM-DC1 | 2011-12-17 | 20
GT10 | 2210-4-GT10-MBN32AA704 | 2000233392 | 18MBN32AA704 | 18MBN32AA704 | SEC.FUEL OIL FILTER TRANSFER VALVE | RMM | GMVLVE | B | X | 202028361 | 1997-01-08 | 000002594655 |  | ERP-MM-DC1 | 2011-12-17 | 20
GT10 | 2210-4-GT10-MBN32AA705 | 2000233400 | 18MBN32AA705 | 18MBN32AA705 | HYD.TRIP VALVE FOR LIQUID FUEL STOP V/V | RMM | GMVLVE | B | X | 202028361 | 1997-01-08 | 000002594659 |  | ERP-MM-DC1 | 2011-12-17 | 20
GT10 | 2210-4-GT10-MBN32AA801 | 2000233408 | 18MBN32AA801 | 18MBN32AA801 | CRUDE F.OIL STOP SOLENOID VALVE | RMM | GMVL-SL | C | X | 202028361 | 1997-01-08 | 000002594673 |  | ERP-MM-DC1 | 2011-12-17 | 20
GT10 | 2210-4-GT10-MBN32AA802 | 2000233416 | 18MBN32AA802 | 18MBN32AA802 | MAIN LIQUD.FUEL PUMP CLUTCH SOLENOID V/V | RMM | GMVL-SL | C | X | 202028361 | 1997-01-08 | 000002594677 |  | ERP-MM-DC1 | 2011-12-17 | 20
GT10 | 2210-4-GT10-MBN32AA803 | 2000233424 | 18MBN32AA803 | 18MBN32AA803 | SOLENOID VALVE FOR LIQUID FUEL STOP V/V | RMM | GMVL-SL | C | X | 202028361 | 1997-01-08 | 000002594691 |  | ERP-MM-DC1 | 2011-12-17 | 20
GT10 | 2210-4-GT10-MBN32AN001-M01 | 2000233432 | 18MBN32AN001-M01 | 18MBN32AN001-M01 | HP FUEL FILTER UNIT VENT FAN MOTOR | RME | GEMOTR | C | X | 202028361 | 1997-01-08 | 000002594695 |  | ERP-MM-DC1 | 2011-12-17 | 20
GT10 | 2210-4-GT10-MBN32AP001 | 2000233441 | 18MBN32AP001 | 18MBN32AP001 | MAIN LIQUID FUEL PUMP | RMM | GMPUMP | B | X | 202028361 | 1997-01-08 | 000002594700 |  | ERP-MM-DC1 | 2011-12-17 | 20
GT10 | 2210-4-GT10-MBN32AP001-M01 | 2000233449 | 18MBN32AP001-M01 | 18MBN32AP001-M01 | MAIN LIQUID FUEL PUMP - MOTOR | RME | GEMOTR | B | X | 202028361 | 1997-01-08 | 000002594714 |  | ERP-MM-DC1 | 2011-12-17 | 20
GT10 | 2210-4-GT10-MBN32AT001 | 2000233457 | 18MBN32AT001 | 18MBN32AT001 | CRUDE FUEL OIL STRAINER-A BEFORE PRV. | RMM | GMSTRN | B | X | 202028361 | 1997-01-08 | 000002594718 |  | ERP-MM-DC1 | 2011-12-17 | 20
GT10 | 2210-4-GT10-MBN32AT002 | 2000233465 | 18MBN32AT002 | 18MBN32AT002 | CRUDE FUEL OIL STRAINER-B BEFORE PRV. | RMM | GMFILT | B | X | 202028361 | 1997-01-08 | 000002594732 |  | ERP-MM-DC1 | 2011-12-17 | 20
GT10 | 2210-4-GT10-MBN32AT003 | 2000233473 | 18MBN32AT003 | 18MBN32AT003 | LIQUID FUEL SCRAPPER DISC FILTER-1 | RMM | GMFILT | B | X | 202028361 | 1997-01-08 | 000002594736 |  | ERP-MM-DC1 | 2011-12-17 | 20
GT10 | 2210-4-GT10-MBN32AT003-M01 | 2000233481 | 18MBN32AT003-M01 | 18MBN32AT003-M01 | LIQUID FUEL SCRAPPER DISC FILTER 1-MOTOR | RME | GEMOTR | B | X | 202028361 | 1997-01-08 | 000002594740 |  | ERP-MM-DC1 | 2011-12-17 | 20
GT10 | 2210-4-GT10-MBN32AT004 | 2000233489 | 18MBN32AT004 | 18MBN32AT004 | LIQUID FUEL SCRAPER DISC FILTER-2 | RMM | GMFILT | B | X | 202028361 | 1997-01-08 | 000002594754 |  | ERP-MM-DC1 | 2011-12-17 | 20
GT10 | 2210-4-GT10-MBN32AT004-M01 | 2000233497 | 18MBN32AT004-M01 | 18MBN32AT004-M01 | LIQ.FUEL SCRAPPER DISC FILTER-2 MOTOR | RME | GEMOTR | B | X | 202028361 | 1997-01-08 | 000002594758 |  | ERP-MM-DC1 | 2011-12-17 | 20
GT10 | 2210-4-GT10-MBN32AT005 | 2000233505 | 18MBN32AT005 | 18MBN32AT005 | LIQUID FUEL PRIMARY(LOW PR)FUEL FILTER-1 | RMM | GMFILT | B | X | 202028361 | 1997-01-08 | 000002594772 |  | ERP-MM-DC1 | 2011-12-17 | 20
GT10 | 2210-4-GT10-MBN32AT006 | 2000233513 | 18MBN32AT006 | 18MBN32AT006 | LIQUID FUEL PRIMARY(LOW PR)FUEL FILTER-2 | RMM | GMFILT | B | X | 202028361 | 1997-01-08 | 000002594776 |  | ERP-MM-DC1 | 2011-12-17 | 20
GT10 | 2210-4-GT10-MBN32AT007 | 2000233521 | 18MBN32AT007 | 18MBN32AT007 | SECONDARY (HIGH PRESS) FUEL FILTER-A | RMM | GMFILT | B | X | 202028361 | 1997-01-08 | 000002594780 |  | ERP-MM-DC1 | 2011-12-17 | 20
GT10 | 2210-4-GT10-MBN32AT008 | 2000233529 | 18MBN32AT008 | 18MBN32AT008 | SECONDARY (HIGH PRESS) FUEL FILTER-B | RMM | GMFILT | B | X | 202028361 | 1997-01-08 | 000002594794 |  | ERP-MM-DC1 | 2011-12-17 | 20
GT10 | 2210-4-GT10-MBN32AV | 2000233537 | 18MBN32AV | 18MBN32AV | LIQUID FUEL NOZZLES (1 TO 10) | RMM | GMNOZL | B | X | 202028361 | 1997-01-08 | 000002594798 |  | ERP-MM-DC1 | 2011-12-17 | 20
GT10 | 2210-4-GT10-MBN32CF001 | 2000233545 | 18MBN32CF001 | 18MBN32CF001 | FUEL OIL FLOW DIVIDER | RMM | GMFLWD | B | X | 202028361 | 1997-01-08 | 000002594812 |  | ERP-MM-DC1 | 2011-12-17 | 20
GT10 | 2210-4-GT10-MBN32CF002 | 2000233553 | 18MBN32CF002 | 18MBN32CF002 | CRUDE FUEL OIL FLOW METER | RMM | GMFLWD | B | X | 202028361 | 1997-01-08 | 000002594816 |  | ERP-MM-DC1 | 2011-12-17 | 20
GT10 | 2210-4-GT10-MBN32CP001 | 2000233561 | 18MBN32CP001 | 18MBN32CP001 | CRUDE F.OIL STRAINER DIFF.PRESS.INDICATR | RMI | GIIN-PR | C | X | 202028361 | 1997-01-08 | 000002594820 |  | ERP-MM-DC1 | 2011-12-17 | 20
GT10 | 2210-4-GT10-MBN32CP002 | 2000233569 | 18MBN32CP002 | 18MBN32CP002 | CRUDE FUEL OIL PRESSURE SWITCH AFT.FM. | RMI | GISW-CN | C | X | 202028361 | 1997-01-08 | 000002594834 |  | ERP-DLGN-EAA | 2013-03-05 | 20
GT10 | 2210-4-GT10-MBN32CP003 | 2000233577 | 18MBN32CP003 | 18MBN32CP003 | LIQUID FUEL LP.FILTR.DIFF.PRESS.SWITCH | RMI | GISW-CN | C | X | 202028361 | 1997-01-08 | 000002594838 |  | ERP-DLGN-EAA | 2013-03-05 | 20
GT10 | 2210-4-GT10-MBN32CP004 | 2000233585 | 18MBN32CP004 | 18MBN32CP004 | SEC.FUEL OIL FILTER DIFF.PRESS.SWITCH | RMI | GISW-CN | C | X | 202028361 | 1997-01-08 | 000002594852 |  | ERP-DLGN-EAA | 2013-03-05 | 20
GT10 | 2210-4-GT10-MBN32CT001 | 2000233593 | 18MBN32CT001 | 18MBN32CT001 | CRUDE F.OIL STRAINER O/L TEMP.TRANSMITER | RMI | GIEL-TE | C | X | 202028361 | 1997-01-08 | 000002594856 |  | ERP-MM-DC1 | 2011-12-17 | 20
GT10 | 2210-4-GT10-MBR00 | 2000233601 | 18MBR00 | 18MBR00 | LOCAL INSTRUMENTS - GROUPED | RMI | GIELMT | C | X | 202028361 | 1997-01-08 | 000002594860 |  | ERP-MM-DC1 | 2011-12-17 | 20
GT10 | 2210-4-GT10-MBR00CP001 | 2000233609 | 18MBR00CP001 | 18MBR00CP001 | DIVERTER DAMPER, PRESSURE INSTRUMENTS | RMI | GISW-CN | C | X | 202028361 | 1997-01-08 | 000002594874 |  | ERP-DLGN-EAA | 2013-03-05 | 20
GT10 | 2210-4-GT10-MBR10AA001 | 2000233617 | 18MBR10AA001 | 18MBR10AA001 | DIVERTER DAMPER & ACTUATOR | RMM | GMDAMP | B | X | 202028361 | 1997-01-08 | 000002594878 |  | ERP-MM-DC1 | 2011-12-17 | 20
GT10 | 2210-4-GT10-MBR10AA001-M01 | 2000233625 | 18MBR10AA001-M01 | 18MBR10AA001-M01 | DIVERTER DAMPER ACTUATOR MOTOR | RME | GEMOTR | B | X | 202028361 | 1997-01-08 | 000002594892 |  | ERP-MM-DC1 | 2011-12-17 | 20
GT10 | 2210-4-GT10-MBR10AB001 | 2000233633 | 18MBR10AB001 | 18MBR10AB001 | DIVERTER INLET EXPANSION JOINT | RMM | GMEXJT | C | X | 202028361 | 1997-01-08 | 000002594896 |  | ERP-MM-DC1 | 2011-12-17 | 20
GT10 | 2210-4-GT10-MBR10BF001 | 2000233641 | 18MBR10BF001 | 18MBR10BF001 | EXHAUST BYPASS SYSTEM |  |  | C | X | 202028361 | 1997-01-08 | 000002594900 |  | ERP-MM-DC1 | 2011-12-17 | 20
GT10 | 2210-4-GT10-MBR10BR001 | 2000233649 | 18MBR10BR001 | 18MBR10BR001 | TURBINE TO DIVERTER DUCT | RMM | GMDUCT | C | X | 202028361 | 1997-01-08 | 000002594914 |  | ERP-MM-DC1 | 2011-12-17 | 20
GT10 | 2210-4-GT10-MBR10CG | 2000233657 | 18MBR10CG | 18MBR10CG | DIVERTER DAMPER LIMIT SWITCHS-GROUP | RMI | GISW-LM | C | X | 202028361 | 1997-01-08 | 000002594918 |  | ERP-MM-DC1 | 2011-12-17 | 20
GT10 | 2210-4-GT10-MBR10CG001 | 2000233665 | 18MBR10CG001 | 18MBR10CG001 | DIVERTER DAMPER, POSITION TRANSMITTER | RMM | GMASHT | C | X | 202028361 | 1997-01-08 | 000002594932 |  | ERP-MM-DC1 | 2011-12-17 | 20
GT10 | 2210-4-GT10-MBR10CG01 | 2000233673 | 18MBR10CG01 | 18MBR10CG01 | DIVERTER DAMPER POSITION TRANSMITTER | RMM | GMASHT | C | X | 202028361 | 1997-01-08 | 000002594936 |  | ERP-MM-DC1 | 2011-12-17 | 20
GT10 | 2210-4-GT10-MBR10CL001 | 2000233681 | 18MBR10CL001 | 18MBR10CL001 | DIVERTER DAMPER, LIMIT SWITCH | RMI | GISW-LM | C | X | 202028361 | 1997-01-08 | 000002594940 |  | ERP-MM-DC1 | 2011-12-17 | 20
GT10 | 2210-4-GT10-MBR10CT001 | 2000233689 | 18MBR10CT001 | 18MBR10CT001 | TURBINE EXHAUST TEMPERATURE THERMOCOUPLE | RMI | GITHRC | C | X | 202028361 | 1997-01-08 | 000002594954 |  | ERP-MM-DC1 | 2011-12-17 | 20
GT10 | 2210-4-GT10-MBR10GA001 | 2000233697 | 18MBR10GA001 | 18MBR10GA001 | SEALING AIR FAN SKID JUNCTION BOX | RME | GEBO-CN | C | X | 202028361 | 1997-01-08 | 000002594958 |  | ERP-MM-DC1 | 2011-12-17 | 20
GT10 | 2210-4-GT10-MBR10GH001 | 2000233705 | 18MBR10GH001 | 18MBR10GH001 | DIVERTER DAMPER LOCAL CONTROL PANEL | RME | GEPANL | C | X | 202028361 | 1997-01-08 | 000002594972 |  | ERP-MM-DC1 | 2011-12-17 | 20
GT10 | 2210-4-GT10-MBR20AB001 | 2000233713 | 18MBR20AB001 | 18MBR20AB001 | BYPASS EXPANSION JOINT | RMM | GMEXJT | C | X | 202028361 | 1997-01-08 | 000002594976 |  | ERP-MM-DC1 | 2011-12-17 | 20
GT10 | 2210-4-GT10-MBR20BR001 | 2000233721 | 18MBR20BR001 | 18MBR20BR001 | DIVERTER TO BYPASS DUCT | RMM | GMDUCT | C | X | 202028361 | 1997-01-08 | 000002594980 |  | ERP-MM-DC1 | 2011-12-17 | 20
GT10 | 2210-4-GT10-MBR20BR002 | 2000233729 | 18MBR20BR002 | 18MBR20BR002 | BYPAS STACK | RMM | GMDUCT | C | X | 202028361 | 1997-01-08 | 000002594994 |  | ERP-MM-DC1 | 2011-12-17 | 20
GT10 | 2210-4-GT10-MBR20BS001 | 2000233737 | 18MBR20BS001 | 18MBR20BS001 | BYPASS EXHAUST GAS SILENCER | RMM | GMSLNR | C | X | 202028361 | 1997-01-08 | 000002594998 |  | ERP-MM-DC1 | 2011-12-17 | 20
GT10 | 2210-4-GT10-MBR20CP001 | 2000233745 | 18MBR20CP001 | 18MBR20CP001 | BEARING SEALING AIR PRESSURE SWITCH | RMI | GISW-CN | C | X | 202028361 | 1997-01-08 | 000002595012 |  | ERP-DLGN-EAA | 2013-03-05 | 20
GT10 | 2210-4-GT10-MBR30AE001 | 2000233752 | 18MBR30AE001 | 18MBR30AE001 | BLANKING PLATE HOIST | RMM | GMHOST | C | X | 202028361 | 1997-01-08 | 000002595015 |  | ERP-MM-DC1 | 2011-12-17 | 20
GT10 | 2210-4-GT10-MBR30AE001-M01 | 2000233760 | 18MBR30AE001-M01 | 18MBR30AE001-M01 | BLANKING PLATE HOIST MOTOR | RME | GEMOTR | C | X | 202028361 | 1997-01-08 | 000002595019 |  | ERP-MM-DC1 | 2011-12-17 | 20
GT10 | 2210-4-GT10-MBR30AE001-M02 | 2000233768 | 18MBR30AE001-M02 | 18MBR30AE001-M02 | BLANKING PLATE TROLLEY MOTOR | RME | GEMOTR | C | X | 202028361 | 1997-01-08 | 000002595033 |  | ERP-MM-DC1 | 2011-12-17 | 20
GT10 | 2210-4-GT10-MBR30BR001 | 2000233776 | 18MBR30BR001 | 18MBR30BR001 | DIVERTER TO HRSG DUCT | RMM | GMDUCT | C | X | 202028361 | 1997-01-08 | 000002595037 |  | ERP-MM-DC1 | 2011-12-17 | 20
GT10 | 2210-4-GT10-MBR30CP001 | 2000233784 | 18MBR30CP001 | 18MBR30CP001 | SEALING AIR DIFF. PRESSURE SWITCH "B" | RMI | GISW-CN | C | X | 202028361 | 1997-01-08 | 000002595051 |  | ERP-DLGN-EAA | 2013-03-05 | 20
GT10 | 2210-4-GT10-MBR30CP002 | 2000233792 | 18MBR30CP002 | 18MBR30CP002 | EXHAUST DUCT PRESSURE SWITCH | RMI | GISW-CN | C | X | 202028361 | 1997-01-08 | 000002595055 |  | ERP-DLGN-EAA | 2013-03-05 | 20
GT10 | 2210-4-GT10-MBR31AN001 | 2000233800 | 18MBR31AN001 | 18MBR31AN001 | DIVERTER DAMPER SEALING AIR FAN-A | RMM | GMFAN | B | X | 202028361 | 1997-01-08 | 000002595059 |  | ERP-MM-DC1 | 2011-12-17 | 20
GT10 | 2210-4-GT10-MBR31AN001-M01 | 2000233808 | 18MBR31AN001-M01 | 18MBR31AN001-M01 | DIVERTER DAMPER SEALING AIR FAN-A MOTOR | RME | GEMOTR | B | X | 202028361 | 1997-01-08 | 000002595073 |  | ERP-MM-DC1 | 2011-12-17 | 20
GT10 | 2210-4-GT10-MBR32AN001 | 2000233816 | 18MBR32AN001 | 18MBR32AN001 | DIVERTER DAMPER SEALING AIR FAN-B | RMM | GMFAN | B | X | 202028361 | 1997-01-08 | 000002595077 |  | ERP-MM-DC1 | 2011-12-17 | 20
GT10 | 2210-4-GT10-MBR32AN001-M01 | 2000233824 | 18MBR32AN001-M01 | 18MBR32AN001-M01 | DIVERTER DAMPER AIR FAN-B MOTOR | RME | GEMOTR | B | X | 202028361 | 1997-01-08 | 000002595091 |  | ERP-MM-DC1 | 2011-12-17 | 20
GT10 | 2210-4-GT10-MBR40AA003 | 2000233832 | 18MBR40AA003 | 18MBR40AA003 | SEALING VALVE-A | RMM | GMVLVE | B | X | 202028361 | 1997-01-08 | 000002595095 |  | ERP-MM-DC1 | 2011-12-17 | 20
GT10 | 2210-4-GT10-MBR40AA003-M01 | 2000233840 | 18MBR40AA003-M01 | 18MBR40AA003-M01 | SEALING AIR VALVE-A ACTUATOR MOTOR | RME | GEMOTR | B | X | 202028361 | 1997-01-08 | 000002595099 |  | ERP-MM-DC1 | 2011-12-17 | 20
GT10 | 2210-4-GT10-MBR40AA004 | 2000233848 | 18MBR40AA004 | 18MBR40AA004 | SEALING AIR VALVE-B | RMM | GMVLVE | B | X | 202028361 | 1997-01-08 | 000002595113 |  | ERP-MM-DC1 | 2011-12-17 | 20
GT10 | 2210-4-GT10-MBR40AA004-M01 | 2000233856 | 18MBR40AA004-M01 | 18MBR40AA004-M01 | SEALING AIR VALVE-B ACTUATOR MOTOR | RME | GEMOTR | B | X | 202028361 | 1997-01-08 | 000002595117 |  | ERP-MM-DC1 | 2011-12-17 | 20
GT10 | 2210-4-GT10-MBR40AB001 | 2000233864 | 18MBR40AB001 | 18MBR40AB001 | DIVERTER DAMPER OUTLET EXPANSION JOINT | RMM | GMEXJT | C | X | 202028361 | 1997-01-08 | 000002595131 |  | ERP-MM-DC1 | 2011-12-17 | 20
GT10 | 2210-4-GT10-MBR40BR001 | 2000233872 | 18MBR40BR001 | 18MBR40BR001 | DIVERTER DAMPER O/L HRSG INLET DUCT | RMM | GMDUCT | C | X | 202028361 | 1997-01-08 | 000002595135 |  | ERP-MM-DC1 | 2011-12-17 | 20
GT10 | 2210-4-GT10-MBR40CP001 | 2000233880 | 18MBR40CP001 | 18MBR40CP001 | DIV.DAMPER SEALING AIR PRESS.TRANSMITTER | RMI | GIXM-DP | C | X | 202028361 | 1997-01-08 | 000002595139 |  | ERP-MM-DC1 | 2011-12-17 | 20
GT10 | 2210-4-GT10-MBU10AA301 | 2000233888 | 18MBU10AA301 | 18MBU10AA301 | FUEL ADDITIVE PUMP-A PRESS.RELIEF VALVE | RMM | GMVL-RE | B | X | 202028361 | 1997-01-08 | 000002595153 |  | ERP-MM-DC1 | 2011-12-17 | 20
GT10 | 2210-4-GT10-MBU10AA302 | 2000233896 | 18MBU10AA302 | 18MBU10AA302 | FUEL ADDITIVE PUMP-B PRESS.RELIEF VALVE | RMM | GMVL-RE | B | X | 202028361 | 1997-01-08 | 000002595157 |  | ERP-MM-DC1 | 2011-12-17 | 20
GT10 | 2210-4-GT10-MBU10AP001 | 2000233904 | 18MBU10AP001 | 18MBU10AP001 | FUEL ADDITIVE PUMP-A | RMM | GMPUMP | B | X | 202028361 | 1997-01-08 | 000002595171 |  | ERP-MM-DC1 | 2011-12-17 | 20
GT10 | 2210-4-GT10-MBU10AP001-M01 | 2000233912 | 18MBU10AP001-M01 | 18MBU10AP001-M01 | FUEL ADDITIVE PUMP-A MOTOR | RME | GEMOTR | B | X | 202028361 | 1997-01-08 | 000002595175 |  | ERP-MM-DC1 | 2011-12-17 | 20
GT10 | 2210-4-GT10-MBU10AP002 | 2000233920 | 18MBU10AP002 | 18MBU10AP002 | FUEL ADDITIVE PUMP-B | RMM | GMPUMP | B | X | 202028361 | 1997-01-08 | 000002595179 |  | ERP-MM-DC1 | 2011-12-17 | 20
GT10 | 2210-4-GT10-MBU10AP002-M01 | 2000233928 | 18MBU10AP002-M01 | 18MBU10AP002-M01 | FUEL ADDITIVE PUMP-B MOTOR | RME | GEMOTR | B | X | 202028361 | 1997-01-08 | 000002595193 |  | ERP-MM-DC1 | 2011-12-17 | 20
GT10 | 2210-4-GT10-MBU10AP003 | 2000233936 | 18MBU10AP003 | 18MBU10AP003 | VANADIUM INHIBITION PUMP-A | RMM | GMPUMP | B | X | 202028361 | 1997-01-08 | 000002595197 |  | ERP-MM-DC1 | 2011-12-17 | 20
GT10 | 2210-4-GT10-MBU10AP003-M01 | 2000233944 | 18MBU10AP003-M01 | 18MBU10AP003-M01 | VANADIUM INHIBITN.PUMP FL.RATE SER.MOTOR | RME | GEMOTR | C | X | 202028361 | 1997-01-08 | 000002595211 |  | ERP-MM-DC1 | 2011-12-17 | 20
GT10 | 2210-4-GT10-MBU10AP004 | 2000233952 | 18MBU10AP004 | 18MBU10AP004 | VANADIUM INHIBITION PUMP-B | RMM | GMPUMP | C | X | 202028361 | 1997-01-08 | 000002595215 |  | ERP-MM-DC1 | 2011-12-17 | 20
GT10 | 2210-4-GT10-MBU10AP004-M01 | 2000233960 | 18MBU10AP004-M01 | 18MBU10AP004-M01 | VANADIUM INHIBITN.PUMP FL.RATE SER.MOTOR | RME | GEMOTR | C | X | 202028361 | 1997-01-08 | 000002595219 |  | ERP-MM-DC1 | 2011-12-17 | 20
GT10 | 2210-4-GT10-MBU10CP001 | 2000233968 | 18MBU10CP001 | 18MBU10CP001 | LOW FUEL ADDITIVE FLOW SWITCH | RMI | GISW-FLW | C | X | 202028361 | 1997-01-08 | 000002595233 |  | ERP-MM-DC1 | 2011-12-17 | 20
GT10 | 2210-4-GT10-MBV10 | 2000233976 | 18MBV10 | 18MBV10 | MIST ELIMINATOR | RMM | GMSPRT | C | X | 202028361 | 1997-01-08 | 000002595237 |  | ERP-MM-DC1 | 2011-12-17 | 20
GT10 | 2210-4-GT10-MBV10AA001 | 2000233984 | 18MBV10AA001 | 18MBV10AA001 | BEARING HEADER PRESSURE REGULATING VALVE | RMM | GMVL-BA | C | X | 202028361 | 1997-01-08 | 000002595251 |  | ERP-MM-DC1 | 2011-12-17 | 20
GT10 | 2210-4-GT10-MBV10AA301 | 2000233992 | 18MBV10AA301 | 18MBV10AA301 | MAIN LUBE OIL PUMP DISCH.PRESS.RLF.VALVE | RMM | GMVL-RE | C | X | 202028361 | 1997-01-08 | 000002595255 |  | ERP-MM-DC1 | 2011-12-17 | 20
GT10 | 2210-4-GT10-MBV10AC001 | 2000234000 | 18MBV10AC001 | 18MBV10AC001 | LUBE OIL HEAT EXCHANGER-A | RMM | GMEX-HE | B | X | 202028361 | 1997-01-08 | 000002595259 |  | ERP-MM-DC1 | 2011-12-17 | 20
GT10 | 2210-4-GT10-MBV10AC002 | 2000234008 | 18MBV10AC002 | 18MBV10AC002 | LUBE OIL HEAT EXCHAGNER-B | RMM | GMEX-HE | B | X | 202028361 | 1997-01-08 | 000002595273 |  | ERP-MM-DC1 | 2011-12-17 | 20
GT10 | 2210-4-GT10-MBV10AP001 | 2000234016 | 18MBV10AP001 | 18MBV10AP001 | AUXILIARY LUBE OIL PUMP | RMM | GMPUMP | B | X | 202028361 | 1997-01-08 | 000002595277 |  | ERP-MM-DC1 | 2011-12-17 | 20
GT10 | 2210-4-GT10-MBV10AP001-M01 | 2000234024 | 18MBV10AP001-M01 | 18MBV10AP001-M01 | AUXILIARY LUBE OIL PUMP-MOTOR | RME | GEMOTR | B | X | 202028361 | 1997-01-08 | 000002595291 |  | ERP-MM-DC1 | 2011-12-17 | 20
GT10 | 2210-4-GT10-MBV10AP002 | 2000234032 | 18MBV10AP002 | 18MBV10AP002 | EMERGENCY LUBE OIL PUMP | RMM | GMPUMP | B | X | 202028361 | 1997-01-08 | 000002595295 |  | ERP-MM-DC1 | 2011-12-17 | 20
GT10 | 2210-4-GT10-MBV10AP002-M01 | 2000234040 | 18MBV10AP002-M01 | 18MBV10AP002-M01 | EMERGENCY LUBE OIL PUMP-MOTOR | RME | GEMOTR | B | X | 202028361 | 1997-01-08 | 000002595299 |  | ERP-MM-DC1 | 2011-12-17 | 20
GT10 | 2210-4-GT10-MBV10AP003 | 2000234047 | 18MBV10AP003 | 18MBV10AP003 | MAIN LUBE OIL PUMP | RMM | GMPUMP | B | X | 202028361 | 1997-01-08 | 000002595312 |  | ERP-MM-DC1 | 2011-12-17 | 20
GT10 | 2210-4-GT10-MBV10AT001 | 2000234055 | 18MBV10AT001 | 18MBV10AT001 | LUBE OIL MIST SEPERATOR | RMM | GMSPRT | B | X | 202028361 | 1997-01-08 | 000002595316 |  | ERP-MM-DC1 | 2011-12-17 | 20
GT10 | 2210-4-GT10-MBV10AT001-M01 | 2000234063 | 18MBV10AT001-M01 | 18MBV10AT001-M01 | LUBE OIL MIST SEPARATOR-MOTOR | RME | GEMOTR | B | X | 202028361 | 1997-01-08 | 000002595320 |  | ERP-MM-DC1 | 2011-12-17 | 20
GT10 | 2210-4-GT10-MBV10AT002 | 2000234071 | 18MBV10AT002 | 18MBV10AT002 | MAIN LUBE OIL FILTER | RMM | GMFILT | B | X | 202028361 | 1997-01-08 | 000002595334 |  | ERP-MM-DC1 | 2011-12-17 | 20
GT10 | 2210-4-GT10-MBV10BB001 | 2000234079 | 18MBV10BB001 | 18MBV10BB001 | LUBE OIL RESERVOIR 8705L | RMM | GMTANK | B | X | 202028361 | 1997-01-08 | 000002595338 |  | ERP-MM-DC1 | 2011-12-17 | 20
GT10 | 2210-4-GT10-MBV10BB001KC01 | 2000234087 | 18MBV10BB001KC01 | 18MBV10BB001KC01 | IMMERSION HEATER-1 FOR LUBE OIL TANK | RME | GEHTR | B | X | 202028361 | 1997-01-08 | 000002595352 |  | ERP-MM-DC1 | 2011-12-17 | 20
GT10 | 2210-4-GT10-MBV10BB001KC02 | 2000234095 | 18MBV10BB001KC02 | 18MBV10BB001KC02 | IMMERSION HEATER-2 FOR LUBE OIL TANK | RME | GEHTR | B | X | 202028361 | 1997-01-08 | 000002595356 |  | ERP-MM-DC1 | 2011-12-17 | 20
GT10 | 2210-4-GT10-MBV10CL001 | 2000234103 | 18MBV10CL001 | 18MBV10CL001 | LUBE OIL TANK LEVEL HIGH ALARM | RMI | GIIN-LV | C | X | 202028361 | 1997-01-08 | 000002595360 |  | ERP-MM-DC1 | 2011-12-17 | 20
GT10 | 2210-4-GT10-MBV10CL002 | 2000234111 | 18MBV10CL002 | 18MBV10CL002 | LUBE OIL TANK LEVEL LOW ALARM | RMI | GIIN-LV | C | X | 202028361 | 1997-01-08 | 000002595374 |  | ERP-MM-DC1 | 2011-12-17 | 20
GT10 | 2210-4-GT10-MBV10CP001 | 2000234119 | 18MBV10CP001 | 18MBV10CP001 | LOW LUBE OIL PRESS-AUX.PUMP START | RMI | GISW-CN | C | X | 202028361 | 1997-01-08 | 000002595378 |  | ERP-DLGN-EAA | 2013-03-05 | 20
GT10 | 2210-4-GT10-MBV10CP002 | 2000234127 | 18MBV10CP002 | 18MBV10CP002 | LOW LUBE OIL PRESS-EMERG.PUMP START | RMI | GISW-CN | C | X | 202028361 | 1997-01-08 | 000002595392 |  | ERP-DLGN-EAA | 2013-03-05 | 20
GT10 | 2210-4-GT10-MBV10CP003 | 2000234135 | 18MBV10CP003 | 18MBV10CP003 | MAIN LUBE OIL FILTER DIFF.PRESSURE-ALARM | RMI | GISW-CN | C | X | 202028361 | 1997-01-08 | 000002595396 |  | ERP-DLGN-EAA | 2013-03-05 | 20
GT10 | 2210-4-GT10-MBV10CT001 | 2000234143 | 18MBV10CT001 | 18MBV10CT001 | LUBE OIL TANK TEMPERATURE-NORMAL | RMI | GIEL-TE | C | X | 202028361 | 1997-01-08 | 000002595400 |  | ERP-MM-DC1 | 2011-12-17 | 20
GT10 | 2210-4-GT10-MBV10CT002 | 2000234151 | 18MBV10CT002 | 18MBV10CT002 | LUBE OIL HDR.HIGH TEMPERATURE TRIP | RMI | GIEL-TE | C | X | 202028361 | 1997-01-08 | 000002595414 |  | ERP-MM-DC1 | 2011-12-17 | 20
GT10 | 2210-4-GT10-MBV10CT003 | 2000234159 | 18MBV10CT003 | 18MBV10CT003 | LUBE OIL HDR.HIGH TEMPERATURE TRIP | RMI | GIEL-TE | C | X | 202028361 | 1997-01-08 | 000002595418 |  | ERP-MM-DC1 | 2011-12-17 | 20
GT10 | 2210-4-GT10-MBV10CT004 | 2000234167 | 18MBV10CT004 | 18MBV10CT004 | LUBE OIL HDR HIGH TEMPERATURE ALARM | RMI | GIEL-TE | C | X | 202028361 | 1997-01-08 | 000002595432 |  | ERP-MM-DC1 | 2011-12-17 | 20
GT10 | 2210-4-GT10-MBV10CT005 | 2000234175 | 18MBV10CT005 | 18MBV10CT005 | LUBE OIL TANK TEMPERATURE SWITCH | RMI | GISW-TE | C | X | 202028361 | 1997-01-08 | 000002595436 |  | ERP-MM-DC1 | 2011-12-17 | 20
GT10 | 2210-4-GT10-MBV10CT006 | 2000234183 | 18MBV10CT006 | 18MBV10CT006 | THERMOCOUPLE IN LO HEADER FOR BEARING | RMI | GITHRC | C | X | 202028361 | 1997-01-08 | 000002595440 |  | ERP-MM-DC1 | 2011-12-17 | 20
GT10 | 2210-4-GT10-MBV10CT007 | 2000234191 | 18MBV10CT007 | 18MBV10CT007 | THERMOCOUPLE-TURB.JRNL1/THRST BRG.LO DRN | RMI | GITHRC | C | X | 202028361 | 1997-01-08 | 000002595454 |  | ERP-MM-DC1 | 2011-12-17 | 20
GT10 | 2210-4-GT10-MBV10CT008 | 2000234199 | 18MBV10CT008 | 18MBV10CT008 | THERMOCOUPLE-TURB.JRNL.BEARING2 LO DRAIN | RMI | GITHRC | C | X | 202028361 | 1997-01-08 | 000002595458 |  | ERP-MM-DC1 | 2011-12-17 | 20
GT10 | 2210-4-GT10-MBV10CT009 | 2000234207 | 18MBV10CT009 | 18MBV10CT009 | THERMOCOUPLE-TURB.JRNL.BEARING3 LO DRAIN | RMI | GITHRC | C | X | 202028361 | 1997-01-08 | 000002595472 |  | ERP-MM-DC1 | 2011-12-17 | 20
GT10 | 2210-4-GT10-MBV10CT010 | 2000234215 | 18MBV10CT010 | 18MBV10CT010 | THERMOCOUPLE-GENR.JRNL.BEARING1 LO DRAIN | RMI | GITHRC | C | X | 202028361 | 1997-01-08 | 000002595476 |  | ERP-MM-DC1 | 2011-12-17 | 20
GT10 | 2210-4-GT10-MBV10CT011 | 2000234223 | 18MBV10CT011 | 18MBV10CT011 | THERMOCOUPLE-GENR.JRNL.BEARING2 LO DRAIN | RMI | GITHRC | C | X | 202028361 | 1997-01-08 | 000002595480 |  | ERP-MM-DC1 | 2011-12-17 | 20
GT10 | 2210-4-GT10-MBV80AN001 | 2000234231 | 18MBV80AN001 | 18MBV80AN001 | (CT) LUBRICATING OIL DEMISTER |  |  | C | X | 202028361 | 1997-01-08 | 000002595494 |  | ERP-MM-DC1 | 2011-12-17 | 20
GT10 | 2210-4-GT10-MBX10 | 2000234239 | 18MBX10 | 18MBX10 | GAUGE PANEL ASSEMBLY | RME | GEPANL | C | X | 202028361 | 1997-01-08 | 000002595498 |  | ERP-MM-DC1 | 2011-12-17 | 20
GT10 | 2210-4-GT10-MBX10AA001 | 2000234247 | 18MBX10AA001 | 18MBX10AA001 | MAIN HYD.OIL SUPPLY PUMP COMPENSATOR | RMM | GMVL-BA | C | X | 202028361 | 1997-01-08 | 000002595512 |  | ERP-MM-DC1 | 2011-12-17 | 20
GT10 | 2210-4-GT10-MBX10AA002 | 2000234255 | 18MBX10AA002 | 18MBX10AA002 | AUX. HYD.OIL SUPPLY PUMP COMPENSATOR | RMM | GMVL-BA | C | X | 202028361 | 1997-01-08 | 000002595516 |  | ERP-MM-DC1 | 2011-12-17 | 20
GT10 | 2210-4-GT10-MBX10AA301 | 2000234263 | 18MBX10AA301 | 18MBX10AA301 | HYD.OIL SYSTEM AIR BLEED VALVE (MAIN) | RMM | GMVL-RE | C | X | 202028361 | 1997-01-08 | 000002595520 |  | ERP-MM-DC1 | 2011-12-17 | 20
GT10 | 2210-4-GT10-MBX10AA302 | 2000234270 | 18MBX10AA302 | 18MBX10AA302 | HYD. OIL SYSTEM AIR BLEED VALVE (AUX) | RMM | GMVL-RE | C | X | 202028361 | 1997-01-08 | 000002595534 |  | ERP-MM-DC1 | 2011-12-17 | 20
GT10 | 2210-4-GT10-MBX10AA303 | 2000234278 | 18MBX10AA303 | 18MBX10AA303 | MAIN HYD.OIL SUPPLY PUMP PRESS RLF.VALVE | RMM | GMVL-RE | C | X | 202028361 | 1997-01-08 | 000002595538 |  | ERP-MM-DC1 | 2011-12-17 | 20
GT10 | 2210-4-GT10-MBX10AA304 | 2000234286 | 18MBX10AA304 | 18MBX10AA304 | AUX. HYD.OIL SUPPLY PUMP PRESS RLF.VALVE | RMM | GMVL-RE | C | X | 202028361 | 1997-01-08 | 000002595552 |  | ERP-MM-DC1 | 2011-12-17 | 20
GT10 | 2210-4-GT10-MBX10AA601 | 2000234294 | 18MBX10AA601 | 18MBX10AA601 | HYD.OIL PUMP CHECK VALVE (MAIN) | RMM | GMVLVE | C | X | 202028361 | 1997-01-08 | 000002595556 |  | ERP-MM-DC1 | 2011-12-17 | 20
GT10 | 2210-4-GT10-MBX10AA602 | 2000234302 | 18MBX10AA602 | 18MBX10AA602 | HYD.OIL PUMP CHECK VALVE (AUX) | RMM | GMVLVE | C | X | 202028361 | 1997-01-08 | 000002595560 |  | ERP-MM-DC1 | 2011-12-17 | 20
GT10 | 2210-4-GT10-MBX10AA701 | 2000234310 | 18MBX10AA701 | 18MBX10AA701 | HYD.OIL FILTER TRANSFER VALVE | RMM | GMVLVE | C | X | 202028361 | 1997-01-08 | 000002595574 |  | ERP-MM-DC1 | 2011-12-17 | 20
GT10 | 2210-4-GT10-MBX10AP001 | 2000234318 | 18MBX10AP001 | 18MBX10AP001 | MAIN HYDRAULIC OIL SUPPLY PUMP | RMM | GMPUMP | B | X | 202028361 | 1997-01-08 | 000002595578 |  | ERP-MM-DC1 | 2011-12-17 | 20
GT10 | 2210-4-GT10-MBX10AP002 | 2000234326 | 18MBX10AP002 | 18MBX10AP002 | AUX. HYDRAULIC OIL SUPPLY PUMP | RMM | GMPUMP | B | X | 202028361 | 1997-01-08 | 000002595592 |  | ERP-MM-DC1 | 2011-12-17 | 20
GT10 | 2210-4-GT10-MBX10AP002-M01 | 2000234334 | 18MBX10AP002-M01 | 18MBX10AP002-M01 | AUX. HYDRAULIC OIL SUPPLY PUMP-MOTOR | RME | GEMOTR | B | X | 202028361 | 1997-01-08 | 000002595596 |  | ERP-MM-DC1 | 2011-12-17 | 20
GT10 | 2210-4-GT10-MBX10AT001 | 2000234342 | 18MBX10AT001 | 18MBX10AT001 | HYD.OIL SUPPLY FILTER-A | RMM | GMFILT | B | X | 202028361 | 1997-01-08 | 000002595600 |  | ERP-MM-DC1 | 2011-12-17 | 20
GT10 | 2210-4-GT10-MBX10AT002 | 2000234350 | 18MBX10AT002 | 18MBX10AT002 | HYD.OIL SUPPLY FILTER-B | RMM | GMFILT | B | X | 202028361 | 1997-01-08 | 000002595614 |  | ERP-MM-DC1 | 2011-12-17 | 20
GT10 | 2210-4-GT10-MBX10AT003 | 2000234358 | 18MBX10AT003 | 18MBX10AT003 | IGV SERVO HYD. OIL SUPPLY FILTER | RMM | GMFILT | C | X | 202028361 | 1997-01-08 | 000002595618 |  | ERP-MM-DC1 | 2011-12-17 | 20
GT10 | 2210-4-GT10-MBX10BB001 | 2000234366 | 18MBX10BB001 | 18MBX10BB001 | HYD.OIL ACCUMULATOR-A | RMM | GMACCM | B | X | 202028361 | 1997-01-08 | 000002595632 |  | ERP-MM-DC1 | 2011-12-17 | 20
GT10 | 2210-4-GT10-MBX10BB002 | 2000234374 | 18MBX10BB002 | 18MBX10BB002 | HYD.OIL ACCUMULATOR-B | RMM | GMACCM | B | X | 202028361 | 1997-01-08 | 000002595636 |  | ERP-MM-DC1 | 2011-12-17 | 20
GT10 | 2210-4-GT10-MBX10CP001 | 2000234382 | 18MBX10CP001 | 18MBX10CP001 | HYD.OIL FILTER DIFF.PRESSURE ALARM | RMI | GISW-CN | C | X | 202028361 | 1997-01-08 | 000002595640 |  | ERP-DLGN-EAA | 2013-03-05 | 20
GT10 | 2210-4-GT10-MBX10CP002 | 2000234391 | 18MBX10CP002 | 18MBX10CP002 | HYD.OIL SUPPLY PRESSURE ALARM | RMI | GISW-CN | C | X | 202028361 | 1997-01-08 | 000002595655 |  | ERP-DLGN-EAA | 2013-03-05 | 20
GT10 | 2210-4-GT10-MKA10 | 2000234399 | 18MKA10 | 18MKA10 | COMBUSTION TURBINE GENERATOR | RME | GEGENR | C | X | 202028361 | 1997-01-08 | 000002595659 |  | ERP-MM-DC1 | 2011-12-17 | 20
GT10 | 2210-4-GT10-MKA10AC001 | 2000234407 | 18MKA10AC001 | 18MKA10AC001 | GENERATOR SPACE HEATER | RME | GEHTR | B | X | 202028361 | 1997-01-08 | 000002595673 |  | ERP-MM-DC1 | 2011-12-17 | 20
GT10 | 2210-4-GT10-MKA10AC002 | 2000234415 | 18MKA10AC002 | 18MKA10AC002 | GENERATOR SPACE HEATER | RME | GEHTR | B | X | 202028361 | 1997-01-08 | 000002595677 |  | ERP-MM-DC1 | 2011-12-17 | 20
GT10 | 2210-4-GT10-MKA10AC003 | 2000234423 | 18MKA10AC003 | 18MKA10AC003 | GENERATOR SPACE HEATER | RME | GEHTR | B | X | 202028361 | 1997-01-08 | 000002595691 |  | ERP-MM-DC1 | 2011-12-17 | 20
GT10 | 2210-4-GT10-MKA10CS004A | 2000234431 | 18MKA10CS004A | 18MKA10CS004A | VIBRATION SENSOR GENERATOR | RMI | GIDTCT | C | X | 202028361 | 1997-01-08 | 000002595695 |  | ERP-MM-DC1 | 2011-12-17 | 20
GT10 | 2210-4-GT10-MKA10CS004B | 2000234439 | 18MKA10CS004B | 18MKA10CS004B | VIBRATION SENSOR GENERATOR | RMI | GIDTCT | C | X | 202028361 | 1997-01-08 | 000002595699 |  | ERP-MM-DC1 | 2011-12-17 | 20
GT10 | 2210-4-GT10-MKA10CS005A | 2000234447 | 18MKA10CS005A | 18MKA10CS005A | VIBRATION SENSOR GENERATOR | RMI | GIDTCT | C | X | 202028361 | 1997-01-08 | 000002595713 |  | ERP-MM-DC1 | 2011-12-17 | 20
GT10 | 2210-4-GT10-MKA10CS091 | 2000234455 | 18MKA10CS091 | 18MKA10CS091 | VIBRATION SENSOR GENERATOR COUPLING END | RMI | GIDTCT | C | X | 202028361 | 1997-01-08 | 000002595717 |  | ERP-MM-DC1 | 2011-12-17 | 20
GT10 | 2210-4-GT10-MKA10CS092 | 2000234463 | 18MKA10CS092 | 18MKA10CS092 | VIBRATION SENSOR GENERATOR COUPLING END | RMI | GIDTCT | C | X | 202028361 | 1997-01-08 | 000002595731 |  | ERP-MM-DC1 | 2011-12-17 | 20
GT10 | 2210-4-GT10-MKA10CS101 | 2000234471 | 18MKA10CS101 | 18MKA10CS101 | VIBRATION SENSOR(NON CONT)GEN.COLLCT.END | RMI | GIDTCT | C | X | 202028361 | 1997-01-08 | 000002595735 |  | ERP-MM-DC1 | 2011-12-17 | 20
GT10 | 2210-4-GT10-MKA10CS102 | 2000234479 | 18MKA10CS102 | 18MKA10CS102 | VIBRATION SENSOR(NON CONT)GEN.COLLCT.END | RMI | GIDTCT | C | X | 202028361 | 1997-01-08 | 000002595739 |  | ERP-MM-DC1 | 2011-12-17 | 20
GT10 | 2210-4-GT10-MKD10 | 2000234487 | 18MKD10 | 18MKD10 | GENERATOR JOURNAL BEARING #1 | RMM | GMBRNG | C | X | 202028361 | 1997-01-08 | 000002595753 |  | ERP-MM-DC1 | 2011-12-17 | 20
GT10 | 2210-4-GT10-MKD10AN001 | 2000234495 | 18MKD10AN001 | 18MKD10AN001 | GENERATOR BEARING SEALING EVAC.FAN | RMM | GMFAN | C | X | 202028361 | 1997-01-08 | 000002595757 |  | ERP-MM-DC1 | 2011-12-17 | 20
GT10 | 2210-4-GT10-MKD10AN001-M01 | 2000234503 | 18MKD10AN001-M01 | 18MKD10AN001-M01 | GENRATOR BEARING SEALING EVAC.FAN MOTOR | RME | GEMOTR | C | X | 202028361 | 1997-01-08 | 000002595771 |  | ERP-MM-DC1 | 2011-12-17 | 20
GT10 | 2210-4-GT10-MKD10CT001 | 2000234511 | 18MKD10CT001 | 18MKD10CT001 | GENERATOR BEARING #1 METAL TEMPERATURE | RMI | GIEL-TE | C | X | 202028361 | 1997-01-08 | 000002595775 |  | ERP-MM-DC1 | 2011-12-17 | 20
GT10 | 2210-4-GT10-MKD20 | 2000234518 | 18MKD20 | 18MKD20 | GENERATOR JOURNAL BEARING #2 | RMM | GMBRNG | C | X | 202028361 | 1997-01-08 | 000002595778 |  | ERP-MM-DC1 | 2011-12-17 | 20
GT10 | 2210-4-GT10-MKD20CT001 | 2000234526 | 18MKD20CT001 | 18MKD20CT001 | GENERATOR BEARING #2 METAL TEMPERATURE | RMI | GIEL-TE | C | X | 202028361 | 1997-01-08 | 000002595792 |  | ERP-MM-DC1 | 2011-12-17 | 20
GT10 | 2210-4-GT10-MKDCT001 | 2000234534 | 18MKDCT001 | 18MKDCT001 | GENERATOR TEMPERATURE - COLD GAS | RMI | GIEL-TE | C | X | 202028361 | 1997-01-08 | 000002595796 |  | ERP-MM-DC1 | 2011-12-17 | 20
GT10 | 2210-4-GT10-MKDCT002 | 2000234542 | 18MKDCT002 | 18MKDCT002 | GENERATOR TEMPERATURE - HOT AIR | RMI | GIEL-TE | C | X | 202028361 | 1997-01-08 | 000002595800 |  | ERP-MM-DC1 | 2011-12-17 | 20
GT10 | 2210-4-GT10-MKDCT003 | 2000234550 | 18MKDCT003 | 18MKDCT003 | GENERATOR TEMP - STATOR COLLECTOR END | RMI | GIEL-TE | C | X | 202028361 | 1997-01-08 | 000002595814 |  | ERP-MM-DC1 | 2011-12-17 | 20
GT10 | 2210-4-GT10-MKDCT004 | 2000234558 | 18MKDCT004 | 18MKDCT004 | GENERATOR TEMP - STATOR COUPLING END | RMI | GIEL-TE | C | X | 202028361 | 1997-01-08 | 000002595818 |  | ERP-MM-DC1 | 2011-12-17 | 20
GT10 | 2210-4-GT10-MKG10AT001 | 2000234566 | 18MKG10AT001 | 18MKG10AT001 | GENERATOR SELF-CLEANING FILTER | RMM | GMFILT | C | X | 202028361 | 1997-01-08 | 000002595832 |  | ERP-MM-DC1 | 2011-12-17 | 20
GT10 | 2210-4-GT10-MKY30 | 2000234574 | 18MKY30 | 18MKY30 | GENERATOR AUXILIARY COMPARTMENT |  |  | C | X | 202028361 | 1997-01-08 | 000002595836 |  | ERP-MM-DC1 | 2011-12-17 | 20
GT10 | 2210-4-GT10-PGA50AA601 | 2000234582 | 18PGA50AA601 | 18PGA50AA601 | COOLG.WATER PUMP-1 DISCHARGE CHECK VALVE | RMM | GMVLVE | C | X | 202028361 | 1997-01-08 | 000002595840 |  | ERP-MM-DC1 | 2011-12-17 | 20
GT10 | 2210-4-GT10-PGA50AA602 | 2000234590 | 18PGA50AA602 | 18PGA50AA602 | COOLG.WATER PUMP-2 DISCHARGE CHECK VALVE | RMM | GMVLVE | C | X | 202028361 | 1997-01-08 | 000002595854 |  | ERP-MM-DC1 | 2011-12-17 | 20
GT10 | 2210-4-GT10-PGA50AA700 | 2000234598 | 18PGA50AA700 | 18PGA50AA700 | COOLG.WATER PUMP SUCT.STR.INLET VALVE | RMM | GMVLVE | C | X | 202028361 | 1997-01-08 | 000002595858 |  | ERP-MM-DC1 | 2011-12-17 | 20
GT10 | 2210-4-GT10-PGA50AA701 | 2000234606 | 18PGA50AA701 | 18PGA50AA701 | COOLG.WATER PUMP-1 SUCTION VALVE | RMM | GMVLVE | B | X | 202028361 | 1997-01-08 | 000002595872 |  | ERP-MM-DC1 | 2011-12-17 | 20
GT10 | 2210-4-GT10-PGA50AA702 | 2000234614 | 18PGA50AA702 | 18PGA50AA702 | COOLG.WATER PUMP-2 SUCTION VALVE | RMM | GMVLVE | B | X | 202028361 | 1997-01-08 | 000002595876 |  | ERP-MM-DC1 | 2011-12-17 | 20
GT10 | 2210-4-GT10-PGA50AT001 | 2000234622 | 18PGA50AT001 | 18PGA50AT001 | COOLG.WATER PUMP SUCTION STRAINER | RMM | GMSTRN | C | X | 202028361 | 1997-01-08 | 000002595880 |  | ERP-MM-DC1 | 2011-12-17 | 20
GT10 | 2210-4-GT10-PGA50CP001 | 2000234630 | 18PGA50CP001 | 18PGA50CP001 | CW.PUMP DISCH.PRESSURE INDICATOR | RMI | GIIN-PR | C | X | 202028361 | 1997-01-08 | 000002595894 |  | ERP-MM-DC1 | 2011-12-17 | 20
GT10 | 2210-4-GT10-PGA50CT001 | 2000234638 | 18PGA50CT001 | 18PGA50CT001 | COOLING WATER TEMPERATURE INDICATOR | RMI | GIIN-TE | C | X | 202028361 | 1997-01-08 | 000002595898 |  | ERP-MM-DC1 | 2011-12-17 | 20
GT10 | 2210-4-GT10-PGA51AC001 | 2000234645 | 18PGA51AC001 | 18PGA51AC001 | COMBUSTION AUXILIARY FIN FAN COOLER-A | RMM | GMCOLR | B | X | 202028361 | 1997-01-08 | 000002595912 |  | ERP-MM-DC1 | 2011-12-17 | 20
GT10 | 2210-4-GT10-PGA51AC001-M01 | 2000234653 | 18PGA51AC001-M01 | 18PGA51AC001-M01 | COMBUST.TURB.AUX.FIN FAN COOLER -A MOTOR | RME | GEMOTR | B | X | 202028361 | 1997-01-08 | 000002595916 |  | ERP-MM-DC1 | 2011-12-17 | 20
GT10 | 2210-4-GT10-PGA51AN001 | 2000234661 | 18PGA51AN001 | 18PGA51AN001 | FIN TUBE RADIATOR COOLING WATER FAN-1 | RMM | GMFAN | B | X | 202028361 | 1997-01-08 | 000002595920 |  | ERP-MM-DC1 | 2011-12-17 | 20
GT10 | 2210-4-GT10-PGA51AN001-M01 | 2000234669 | 18PGA51AN001-M01 | 18PGA51AN001-M01 | MOTOR FOR FIN TUBE RADIATOR CW.FAN-1 | RME | GEMOTR | B | X | 202028361 | 1997-01-08 | 000002595934 |  | ERP-MM-DC1 | 2011-12-17 | 20
GT10 | 2210-4-GT10-PGA52AC001 | 2000234677 | 18PGA52AC001 | 18PGA52AC001 | COMBUSTION TURBINE AUX. FIN FAN COOLER-B | RMM | GMCOLR | B | X | 202028361 | 1997-01-08 | 000002595938 |  | ERP-MM-DC1 | 2011-12-17 | 20
GT10 | 2210-4-GT10-PGA52AC001-M01 | 2000234685 | 18PGA52AC001-M01 | 18PGA52AC001-M01 | COMBUST.TURB.AUX.FIN FAN COOLER-B MOTOR | RME | GEMOTR | B | X | 202028361 | 1997-01-08 | 000002595952 |  | ERP-MM-DC1 | 2011-12-17 | 20
GT10 | 2210-4-GT10-PGA52AN001 | 2000234693 | 18PGA52AN001 | 18PGA52AN001 | FIN TUBE RADIATOR COOLING WATER FAN-2 | RMM | GMFAN | B | X | 202028361 | 1997-01-08 | 000002595956 |  | ERP-MM-DC1 | 2011-12-17 | 20
GT10 | 2210-4-GT10-PGA52AN001-M01 | 2000234701 | 18PGA52AN001-M01 | 18PGA52AN001-M01 | MOTOR FOR FIN TUBE RADIATOR CW.FAN-2 | RME | GEMOTR | B | X | 202028361 | 1997-01-08 | 000002595960 |  | ERP-MM-DC1 | 2011-12-17 | 20
GT10 | 2210-4-GT10-PGA53AC001 | 2000234709 | 18PGA53AC001 | 18PGA53AC001 | COMBUSTION TURBINE AUX. FIN FAN COOLER-C | RMM | GMCOLR | B | X | 202028361 | 1997-01-08 | 000002595974 |  | ERP-MM-DC1 | 2011-12-17 | 20
GT10 | 2210-4-GT10-PGA53AC001-M01 | 2000234717 | 18PGA53AC001-M01 | 18PGA53AC001-M01 | COMBUST.TURB.AUX.FIN FAN COOLER-C MOTOR | RME | GEMOTR | B | X | 202028361 | 1997-01-08 | 000002595978 |  | ERP-MM-DC1 | 2011-12-17 | 20
GT10 | 2210-4-GT10-PGA53AN001 | 2000234725 | 18PGA53AN001 | 18PGA53AN001 | FIN TUBE RADIATOR COOLING WATER FAN-3 | RMM | GMFAN | B | X | 202028361 | 1997-01-08 | 000002595992 |  | ERP-MM-DC1 | 2011-12-17 | 20
GT10 | 2210-4-GT10-PGA53AN001-M01 | 2000234733 | 18PGA53AN001-M01 | 18PGA53AN001-M01 | MOTOR FOR FIN TUBE RADIATOR CW FAN-3 | RME | GEMOTR | B | X | 202028361 | 1997-01-08 | 000002595996 |  | ERP-MM-DC1 | 2011-12-17 | 20
GT10 | 2210-4-GT10-PGA54AC001 | 2000234741 | 18PGA54AC001 | 18PGA54AC001 | COMBUSTION TURBINE AUX. FIN FAN COOLER-D | RMM | GMCOLR | B | X | 202028361 | 1997-01-08 | 000002596000 |  | ERP-MM-DC1 | 2011-12-17 | 20
GT10 | 2210-4-GT10-PGA54AC001-M01 | 2000234749 | 18PGA54AC001-M01 | 18PGA54AC001-M01 | COMBUST.TURB.AUX.FIN FAN COOLER-D MOTOR | RME | GEMOTR | B | X | 202028361 | 1997-01-08 | 000002596014 |  | ERP-MM-DC1 | 2011-12-17 | 20
GT10 | 2210-4-GT10-PGA54AN001 | 2000234757 | 18PGA54AN001 | 18PGA54AN001 | FIN TUBE RADIATOR COOLING WATER FAN-4 | RMM | GMFAN | B | X | 202028361 | 1997-01-08 | 000002596018 |  | ERP-MM-DC1 | 2011-12-17 | 20
GT10 | 2210-4-GT10-PGA54AN001-M01 | 2000234765 | 18PGA54AN001-M01 | 18PGA54AN001-M01 | MOTOR FOR FIN TUBE RADIATOR CW FAN-4 | RME | GEMOTR | B | X | 202028361 | 1997-01-08 | 000002596032 |  | ERP-MM-DC1 | 2011-12-17 | 20
GT10 | 2210-4-GT10-PGA55AA001 | 2000234771 | 18PGA55AA001 | 18PGA55AA001 | LUBE OIL HEADER TEMP.REGULAING VALVE | RMM | GMVL-BA | B | X | 202028361 | 1997-01-08 | 000002596036 |  | ERP-MM-DC1 | 2011-12-17 | 20
GT10 | 2210-4-GT10-PGA55AA002 | 2000234779 | 18PGA55AA002 | 18PGA55AA002 | ATOM.AIR PRECOOLR.DISCH.AIR TEMP.REG.V/V | RMM | GMVL-BA | B | X | 202028361 | 1997-01-08 | 000002596040 |  | ERP-MM-DC1 | 2011-12-17 | 20
GT10 | 2210-4-GT10-PGA55AA709 | 2000234787 | 18PGA55AA709 | 18PGA55AA709 | FLAME DETECTOR COOL.WATER SUPPLY VALVE | RMM | GMVLVE | C | X | 202028361 | 1997-01-08 | 000002596054 |  | ERP-MM-DC1 | 2011-12-17 | 20
GT10 | 2210-4-GT10-PGA55AA710 | 2000234795 | 18PGA55AA710 | 18PGA55AA710 | FLAME DETECTOR COOL.WATER RETURN VALVE | RMM | GMVLVE | C | X | 202028361 | 1997-01-08 | 000002596058 |  | ERP-MM-DC1 | 2011-12-17 | 20
GT10 | 2210-4-GT10-PGA55BR001 | 2000234803 | 18PGA55BR001 | 18PGA55BR001 | COOL.WATER PIPING FOR TURB.SUPPORT LEGS | RMM | GMPIPE | C | X | 202028361 | 1997-01-08 | 000002596062 |  | ERP-MM-DC1 | 2011-12-17 | 20
GT10 | 2210-4-GT10-PGA71BB001 | 2000234811 | 18PGA71BB001 | 18PGA71BB001 | AUXILIARY WATER HEAD TANK | RMM | GMTANK | B | X | 202028361 | 1997-01-08 | 000002596066 |  | ERP-MM-DC1 | 2011-12-17 | 20
GT10 | 2210-4-GT10-PGA71CL001 | 2000234819 | 18PGA71CL001 | 18PGA71CL001 | AUX.WATER HEAD TANK LEVEL SWITCH | RMI | GISW-LV | C | X | 202028361 | 1997-01-08 | 000002596070 |  | ERP-MM-DC1 | 2011-12-17 | 20
GT10 | 2210-4-GT10-PGC50AP001 | 2000234827 | 18PGC50AP001 | 18PGC50AP001 | COOLING WATER PUMP-A | RMM | GMPUMP | B | X | 202028361 | 1997-01-08 | 000002596094 |  | ERP-MM-DC1 | 2011-12-17 | 20
GT10 | 2210-4-GT10-PGC50AP001-M01 | 2000234835 | 18PGC50AP001-M01 | 18PGC50AP001-M01 | COOLING WATER PUMP-A MOTOR | RME | GEMOTR | B | X | 202028361 | 1997-01-08 | 000002596098 |  | ERP-MM-DC1 | 2011-12-17 | 20
GT10 | 2210-4-GT10-PGC50AP002 | 2000234843 | 18PGC50AP002 | 18PGC50AP002 | COOLING WATER PUMP-B | RMM | GMPUMP | B | X | 202028361 | 1997-01-08 | 000002596102 |  | ERP-MM-DC1 | 2011-12-17 | 20
GT10 | 2210-4-GT10-PGC50AP002-M01 | 2000234851 | 18PGC50AP002-M01 | 18PGC50AP002-M01 | COOLING WATER PUMP-B MOTOR | RME | GEMOTR | B | X | 202028361 | 1997-01-08 | 000002596106 |  | ERP-MM-DC1 | 2011-12-17 | 20
GT10 | 2210-4-GT10-SAD10AH001 | 2000234859 | 18SAD10AH001 | 18SAD10AH001 | SPLIT AIR COND.-1 FOR LOCAL CONTROL ROOM | RMM | GMACU | B | X | 202028361 | 1997-01-08 | 000002596110 |  | ERP-MM-DC1 | 2011-12-17 | 20
GT10 | 2210-4-GT10-SAD10AH002 | 2000234867 | 18SAD10AH002 | 18SAD10AH002 | SPLIT AIR COND.-2 FOR LOCAL CONTROL ROOM | RMM | GMACU | B | X | 202028361 | 1997-01-08 | 000002596134 |  | ERP-MM-DC1 | 2011-12-17 | 20
GT10 | 2210-4-GT10-SAD20AH001 | 2000234875 | 18SAD20AH001 | 18SAD20AH001 | SPLIT AIR COND.-1 FOR GENR.AUX.COMPT. | RMM | GMACU | B | X | 202028361 | 1997-01-08 | 000002596138 |  | ERP-MM-DC1 | 2011-12-17 | 20
GT10 | 2210-4-GT10-SAD20AH002 | 2000234883 | 18SAD20AH002 | 18SAD20AH002 | SPLIT AIR COND.-2 FOR GENR.AUX.COMPT. | RMM | GMACU | B | X | 202028361 | 1997-01-08 | 000002596142 |  | ERP-MM-DC1 | 2011-12-17 | 20
GT10 | 2210-4-GT10-SGJ | 2000234891 | 18SGJ | 18SGJ | (CT) FIRE PROTECTION C02 SKID |  |  | C | X | 202028361 | 1997-01-08 | 000002596146 |  | ERP-MM-DC1 | 2011-12-17 | 20
GT10 | 2210-4-GT10-SGJ10AA301 | 2000234899 | 18SGJ10AA301 | 18SGJ10AA301 | CO2 SYSTEM BLEEDER VALVE | RMM | GMVLVE | B | X | 202028361 | 1997-01-08 | 000002596150 |  | ERP-MM-DC1 | 2011-12-17 | 20
GT10 | 2210-4-GT10-SGJ10AA302 | 2000234907 | 18SGJ10AA302 | 18SGJ10AA302 | CO2 SYSTEM SAFETY RELIEF VALVE | RMM | GMVL-RE | B | X | 202028361 | 1997-01-08 | 000002596174 |  | ERP-MM-DC1 | 2011-12-17 | 20
GT10 | 2210-4-GT10-SGJ10AA303 | 2000234915 | 18SGJ10AA303 | 18SGJ10AA303 | CO2 SYSTEM PRESSURE SAFETY RELIEF VALVE | RMM | GMVL-RE | B | X | 202028361 | 1997-01-08 | 000002596178 |  | ERP-MM-DC1 | 2011-12-17 | 20
GT10 | 2210-4-GT10-SGJ10AN001-M01 | 2000234923 | 18SGJ10AN001-M01 | 18SGJ10AN001-M01 | CO2 REFRIGERATION COMPRESSOR MOTOR | RME | GEMOTR | B | X | 202028361 | 1997-01-08 | 000002596182 |  | ERP-MM-DC1 | 2011-12-17 | 20
GT10 | 2210-4-GT10-SGJ10BB001 | 2000234931 | 18SGJ10BB001 | 18SGJ10BB001 | (CT)FIRE PROTECTION SYS.C02 STORAGE TANK | RMM | GMTANK | B | X | 202028361 | 1997-01-08 | 000002596186 |  | ERP-MM-DC1 | 2011-12-17 | 20
GT10 | 2210-4-GT10-SGY01CR001A | 2000234939 | 18SGY01CR001A | 18SGY01CR001A | FIRE DETECTOR - ACCESSORY COMPARTMENT | RMI | GIDTCT | C | X | 202028361 | 1997-01-08 | 000002596190 |  | ERP-MM-DC1 | 2011-12-17 | 20
GT10 | 2210-4-GT10-SGY01CR001B | 2000234947 | 18SGY01CR001B | 18SGY01CR001B | FIRE DETECTOR - ACCESSORY COMPARTMENT | RMI | GIDTCT | C | X | 202028361 | 1997-01-08 | 000002596214 |  | ERP-MM-DC1 | 2011-12-17 | 20
GT10 | 2210-4-GT10-SGY01CR002 | 2000234955 | 18SGY01CR002 | 18SGY01CR002 | FIRE DETECTOR - GENR.COLLECTOR END | RMI | GIDTCT | C | X | 202028361 | 1997-01-08 | 000002596218 |  | ERP-MM-DC1 | 2011-12-17 | 20
GT10 | 2210-4-GT10-SGY01CR002A | 2000234963 | 18SGY01CR002A | 18SGY01CR002A | FIRE DETECTOR - ACCESSORY COMPARTMENT | RMI | GIDTCT | C | X | 202028361 | 1997-01-08 | 000002596222 |  | ERP-MM-DC1 | 2011-12-17 | 20
GT10 | 2210-4-GT10-SGY01CR002B | 2000234971 | 18SGY01CR002B | 18SGY01CR002B | FIRE DETECTOR - ACCESSORY COMPARTMENT | RMI | GIDTCT | C | X | 202028361 | 1997-01-08 | 000002596226 |  | ERP-MM-DC1 | 2011-12-17 | 20
GT10 | 2210-4-GT10-SGY01CR004A | 2000234979 | 18SGY01CR004A | 18SGY01CR004A | FIRE DETECTOR - GENERATOR COMPARTMENT | RMI | GIDTCT | C | X | 202028361 | 1997-01-08 | 000002596230 |  | ERP-MM-DC1 | 2011-12-17 | 20
GT10 | 2210-4-GT10-SGY01CR004B | 2000234987 | 18SGY01CR004B | 18SGY01CR004B | FIRE DETECTOR - GENERATOR COMPARTMENT | RMI | GIDTCT | C | X | 202028361 | 1997-01-08 | 000002596254 |  | ERP-MM-DC1 | 2011-12-17 | 20
GT10 | 2210-4-GT10-SGY01CR005A | 2000234995 | 18SGY01CR005A | 18SGY01CR005A | FIRE DETECTOR - ACCESSORY COMPARTMENT | RMI | GIDTCT | C | X | 202028361 | 1997-01-08 | 000002596258 |  | ERP-MM-DC1 | 2011-12-17 | 20
GT10 | 2210-4-GT10-SGY01CR005B | 2000235003 | 18SGY01CR005B | 18SGY01CR005B | FIRE DETECTOR - ACCESSORY COMPARTMENT | RMI | GIDTCT | C | X | 202028361 | 1997-01-08 | 000002596262 |  | ERP-MM-DC1 | 2011-12-17 | 20
GT10 | 2210-4-GT10-SGY01CR022A | 2000235011 | 18SGY01CR022A | 18SGY01CR022A | SMOKE DETECTOR - PEECC | RMI | GIDTCT | C | X | 202028361 | 1997-01-08 | 000002596266 |  | ERP-MM-DC1 | 2011-12-17 | 20
GT10 | 2210-4-GT10-SGY01CR022B | 2000235019 | 18SGY01CR022B | 18SGY01CR022B | SMOKE DETECTOR - PEECC | RMI | GIDTCT | C | X | 202028361 | 1997-01-08 | 000002596270 |  | ERP-MM-DC1 | 2011-12-17 | 20
GT10 | 2210-4-GT10-SGY10CR001 | 2000235027 | 18SGY10CR001 | 18SGY10CR001 | COMBUSTIBLE GAS DETECTOR-TURB.COMPARTMT. | RMI | GIDTCT | C | X | 202028361 | 1997-01-08 | 000002596294 |  | ERP-MM-DC1 | 2011-12-17 | 20
GT10 | 2210-4-GT10-SGY10CR001A | 2000235035 | 18SGY10CR001A | 18SGY10CR001A | FIRE DETECTOR - TURBINE COMPARTMENT | RMI | GIDTCT | C | X | 202028361 | 1997-01-08 | 000002596298 |  | ERP-MM-DC1 | 2011-12-17 | 20
GT10 | 2210-4-GT10-SGY10CR001B | 2000235043 | 18SGY10CR001B | 18SGY10CR001B | FIRE DETECTOR - TURBINE COMPARTMENT | RMI | GIDTCT | C | X | 202028361 | 1997-01-08 | 000002596302 |  | ERP-MM-DC1 | 2011-12-17 | 20
GT10 | 2210-4-GT10-SGY10CR002 | 2000235051 | 18SGY10CR002 | 18SGY10CR002 | COMBUSTIBLE GAS DETECTOR-TURB.COMPARTMT. | RMI | GIDTCT | C | X | 202028361 | 1997-01-08 | 000002596306 |  | ERP-MM-DC1 | 2011-12-17 | 20
GT10 | 2210-4-GT10-SGY10CR002A | 2000235059 | 18SGY10CR002A | 18SGY10CR002A | FIRE DETECTOR - TURBINE COMPARTMENT | RMI | GIDTCT | C | X | 202028361 | 1997-01-08 | 000002596310 |  | ERP-MM-DC1 | 2011-12-17 | 20
GT10 | 2210-4-GT10-SGY10CR002B | 2000235067 | 18SGY10CR002B | 18SGY10CR002B | FIRE DETECTOR - TURBINE COMPARTMENT | RMI | GIDTCT | C | X | 202028361 | 1997-01-08 | 000002596334 |  | ERP-MM-DC1 | 2011-12-17 | 20
GT10 | 2210-4-GT10-SGY10CR003A | 2000235075 | 18SGY10CR003A | 18SGY10CR003A | FIRE DETECTOR - TURBINE COMPARTMENT | RMI | GIDTCT | C | X | 202028361 | 1997-01-08 | 000002596338 |  | ERP-MM-DC1 | 2011-12-17 | 20
GT10 | 2210-4-GT10-SGY10CR003B | 2000235083 | 18SGY10CR003B | 18SGY10CR003B | FIRE DETECTOR - TURBINE COMPARTMENT | RMI | GIDTCT | C | X | 202028361 | 1997-01-08 | 000002596342 |  | ERP-MM-DC1 | 2011-12-17 | 20
GT10 | 2210-4-GT10-SGY10CR008A | 2000235091 | 18SGY10CR008A | 18SGY10CR008A | FIRE DETECTOR - #3 BEARING TUNNEL | RMI | GIDTCT | C | X | 202028361 | 1997-01-08 | 000002596346 |  | ERP-MM-DC1 | 2011-12-17 | 20
GT10 | 2210-4-GT10-SGY10CR008B | 2000235099 | 18SGY10CR008B | 18SGY10CR008B | FIRE DETECTOR - #3 BEARING TUNNEL | RMI | GIDTCT | C | X | 202028361 | 1997-01-08 | 000002596350 |  | ERP-MM-DC1 | 2011-12-17 | 20
GT10 | 2210-4-GT10-SGY10CR009A | 2000235107 | 18SGY10CR009A | 18SGY10CR009A | FIRE DETECTOR - LOAD GEAR COMPARTMENT | RMI | GIDTCT | C | X | 202028361 | 1997-01-08 | 000002596374 |  | ERP-MM-DC1 | 2011-12-17 | 20
GT10 | 2210-4-GT10-SGY10CR009B | 2000235115 | 18SGY10CR009B | 18SGY10CR009B | FIRE DETECTOR - LOAD GEAR COMPARTMENT | RMI | GIDTCT | C | X | 202028361 | 1997-01-08 | 000002596378 |  | ERP-MM-DC1 | 2011-12-17 | 20
GT10 | 2210-4-GT10-SGY20CR001 | 2000235123 | 18SGY20CR001 | 18SGY20CR001 | COMBUSTIBLE GAS DETECTOR ACCESS.COMPTMT. | RMI | GIDTCT | C | X | 202028361 | 1997-01-08 | 000002596382 |  | ERP-MM-DC1 | 2011-12-17 | 20
GT10 | 2210-4-GT10-SGY20CR002 | 2000235131 | 18SGY20CR002 | 18SGY20CR002 | COMBUSTIBLE GAS DETECTOR ACCESS.COMPTMT. | RMI | GIDTCT | C | X | 202028361 | 1997-01-08 | 000002596386 |  | ERP-MM-DC1 | 2011-12-17 | 20
GT10 | 2210-4-GT10-UMB10 | 2000235139 | 18UMB10 | 18UMB10 | PACKGD.ELECTRCL&ELECTRONIC CONT.CNTR(LCR |  | GCBUILD | C | X | 202028361 | 1997-01-08 | 000002596390 |  | ERP-MM-DC1 | 2011-12-17 | 20
GT11 | 2210-4-GT11-BAA00GB | 2000235147 | 19BAA00GB | 19BAA00GB | SEGREGATED BUS DUCT-GENERATOR TO BREAKER | RME | GEDU-BU | B | X | 202028362 | 1997-02-08 | 000002596414 |  | ERP-MM-DC1 | 2011-12-17 | 20
GT11 | 2210-4-GT11-BAA00GT | 2000235155 | 19BAA00GT | 19BAA00GT | ISOLATED PHASE BUS DUCT GEN BKR-MAIN TR | RME | GEBUS | B | X | 202028362 | 1997-02-08 | 000002596418 |  | ERP-MM-DC1 | 2011-12-17 | 20
GT11 | 2210-4-GT11-BAA01GT | 2000235163 | 19BAA01GT | 19BAA01GT | ISOL.PHASE BUS DUCT-AUX.TRAFO GT17/18 | RME | GEBUS | B | X | 202028362 | 1997-02-08 | 000002596422 |  | ERP-MM-DC1 | 2011-12-17 | 20
GT11 | 2210-4-GT11-BFA11 | 2000235171 | 19BFA11 | 19BFA11 | 480V BREAKER FOR GT17 BFA11 GH001 | RME | GECB | B | X | 202028362 | 1997-02-08 | 000002596426 |  | ERP-MM-DC1 | 2011-12-17 | 20
GT11 | 2210-4-GT11-BFA11GH001 | 2000235179 | 19BFA11GH001 | 19BFA11GH001 | GASTURBINE17 MCC NO-1 480V | RME | GEPANL | B | X | 202028362 | 1997-02-08 | 000002596430 |  | ERP-MM-DC1 | 2011-12-17 | 20
GT11 | 2210-4-GT11-BFA12 | 2000235187 | 19BFA12 | 19BFA12 | 480V BREAKER FOR GT17 BFA12 GH001 | RME | GECB | B | X | 202028362 | 1997-02-08 | 000002596454 |  | ERP-MM-DC1 | 2011-12-17 | 20
GT11 | 2210-4-GT11-BFA12GH001 | 2000235195 | 19BFA12GH001 | 19BFA12GH001 | GASTURBINE17 MCC NO-2 480V | RME | GEPANL | B | X | 202028362 | 1997-02-08 | 000002596458 |  | ERP-MM-DC1 | 2011-12-17 | 20
GT11 | 2210-4-GT11-BFA20GH001 | 2000235203 | 19BFA20GH001 | 19BFA20GH001 | BYPASS STACK MCC GT17 | RME | GEPANL | B | X | 202028362 | 1997-02-08 | 000002596462 |  | ERP-MM-DC1 | 2011-12-17 | 20
GT11 | 2210-4-GT11-BFB20GH001 | 2000235211 | 19BFB20GH001 | 19BFB20GH001 | BYPASS STACK MCC GT19 | RME | GEPANL | B | X | 202028362 | 1997-02-08 | 000002596466 |  | ERP-MM-DC1 | 2011-12-17 | 20
GT11 | 2210-4-GT11-BHT00GT | 2000235219 | 19BHT00GT | 19BHT00GT | AUX TRAFO 4.16KV/480V TO GT17 FUEL HTRS | RME | GEXF-CU | B | X | 202028362 | 1997-02-08 | 000002596470 |  | ERP-MM-DC1 | 2011-12-17 | 20
GT11 | 2210-4-GT11-BJA20GT001 | 2000235227 | 19BJA20GT001 | 19BJA20GT001 | 15 KVA TRANSFORMER 480-208/120V | RME | GEXFMR | C | X | 202028362 | 1997-02-08 | 000002596494 |  | ERP-MM-DC1 | 2011-12-17 | 20
GT11 | 2210-4-GT11-BTB10 | 2000235235 | 19BTB10 | 19BTB10 | BATTERIES 125V DC | RME | GEBATT | B | X | 202028362 | 1997-02-08 | 000002596498 |  | ERP-MM-DC1 | 2011-12-17 | 20
GT11 | 2210-4-GT11-BTL10GU001 | 2000235243 | 19BTL10GU001 | 19BTL10GU001 | BATTERY CHARGER #1 50A | RME | GEBATT | B | X | 202028362 | 1997-02-08 | 000002596502 |  | ERP-MM-DC1 | 2011-12-17 | 20
GT11 | 2210-4-GT11-BTL10GU002 | 2000235251 | 19BTL10GU002 | 19BTL10GU002 | BATTERY CHARGER #2 50A | RME | GEBATT | B | X | 202028362 | 1997-02-08 | 000002596506 |  | ERP-MM-DC1 | 2011-12-17 | 20
GT11 | 2210-4-GT11-CNA10EM001 | 2000235259 | 19CNA10EM001 | 19CNA10EM001 | CTG MARK V I-PROCESSOR COMPUTER | RMI | GICMPT | B | X | 202028362 | 1997-02-08 | 000002596510 |  | ERP-MM-DC1 | 2011-12-17 | 20
GT11 | 2210-4-GT11-CNA10GH001 | 2000235267 | 19CNA10GH001 | 19CNA10GH001 | CTG MARK V CONTROL PANEL | RME | GEPANL | B | X | 202028362 | 1997-02-08 | 000002596534 |  | ERP-MM-DC1 | 2011-12-17 | 20
GT11 | 2210-4-GT11-CNA10GK001 | 2000235275 | 19CNA10GK001 | 19CNA10GK001 | CTG MARK V I-PROCESSOR MONITOR | RMI | GIMNTR | B | X | 202028362 | 1997-02-08 | 000002596538 |  | ERP-MM-DC1 | 2011-12-17 | 20
GT11 | 2210-4-GT11-CNA10GK002 | 2000235283 | 19CNA10GK002 | 19CNA10GK002 | CTG MARK V SYSTEM PRINTER | RMI | GIPRNT | B | X | 202028362 | 1997-02-08 | 000002596542 |  | ERP-MM-DC1 | 2011-12-17 | 20
GT11 | 2210-4-GT11-CYP10GK001 | 2000235291 | 19CYP10GK001 | 19CYP10GK001 | CCTV FOR IND.SECY-FIXED CAMERA UNIT-C02 | RMI | GICMRA | C | X | 202028362 | 1997-02-08 | 000002596546 |  | ERP-MM-DC1 | 2011-12-17 | 20
GT11 | 2210-4-GT11-CYP20GK001 | 2000235299 | 19CYP20GK001 | 19CYP20GK001 | CCTV FOR IND.SECY-FIXED CAMERA UNIT-C01 | RMI | GICMRA | C | X | 202028362 | 1997-02-08 | 000002596550 |  | ERP-MM-DC1 | 2011-12-17 | 20
GT11 | 2210-4-GT11-EGE10BB001 | 2000235307 | 19EGE10BB001 | 19EGE10BB001 | CTG FUEL DRAIN TANK | RMM | GMTANK | B | X | 202028362 | 1997-02-08 | 000002596574 |  | ERP-MM-DC1 | 2011-12-17 | 20
GT11 | 2210-4-GT11-EGE10CL001 | 2000235315 | 19EGE10CL001 | 19EGE10CL001 | LOCAL INSTRUMENTS | RMI | GISW-LV | B | X | 202028362 | 1997-02-08 | 000002596578 |  | ERP-MM-DC1 | 2011-12-17 | 20
GT11 | 2210-4-GT11-EGE11AP001 | 2000235323 | 19EGE11AP001 | 19EGE11AP001 | CTG FUEL DRAIN PUMP | RMM | GMPUMP | B | X | 202028362 | 1997-02-08 | 000002596582 |  | ERP-MM-DC1 | 2011-12-17 | 20
GT11 | 2210-4-GT11-EGE11AP001-M01 | 2000235331 | 19EGE11AP001-M01 | 19EGE11AP001-M01 | CTG FUEL DRAIN PUMP MOTOR | RME | GEMOTR | B | X | 202028362 | 1997-02-08 | 000002596586 |  | ERP-MM-DC1 | 2011-12-17 | 20
GT11 | 2210-4-GT11-EGT20AC001 | 2000235339 | 19EGT20AC001 | 19EGT20AC001 | FUEL OIL HEATER-A | RME | GEHTR | B | X | 202028362 | 1997-02-08 | 000002596590 |  | ERP-MM-DC1 | 2011-12-17 | 20
GT11 | 2210-4-GT11-EGT21AC001 | 2000235347 | 19EGT21AC001 | 19EGT21AC001 | FUEL OIL HEATER-B | RME | GEHTR | B | X | 202028362 | 1997-02-08 | 000002596614 |  | ERP-MM-DC1 | 2011-12-17 | 20
GT11 | 2210-4-GT11-ERB25AA001 | 2000235355 | 19ERB25AA001 | 19ERB25AA001 | DISTILLATE OIL PRESS.REGULATING VALVE | RMM | GMVL-BA | B | X | 202028362 | 1997-02-08 | 000002596618 |  | ERP-MM-DC1 | 2011-12-17 | 20
GT11 | 2210-4-GT11-ERB25AA801 | 2000235363 | 19ERB25AA801 | 19ERB25AA801 | DISTILLATE FUEL FORWARDG. STOP SOL.VALVE | RMM | GMVL-SL | B | X | 202028362 | 1997-02-08 | 000002596622 |  | ERP-MM-DC1 | 2011-12-17 | 20
GT11 | 2210-4-GT11-ERB25AT001 | 2000235371 | 19ERB25AT001 | 19ERB25AT001 | DISTILLATE OIL STRAINER BEFORE PRV. | RMM | GMSTRN | B | X | 202028362 | 1997-02-08 | 000002596626 |  | ERP-MM-DC1 | 2011-12-17 | 20
GT11 | 2210-4-GT11-ERB25CF001 | 2000235379 | 19ERB25CF001 | 19ERB25CF001 | DISTILLATE FUEL FLOW METER | RMM | GMFLWD | B | X | 202028362 | 1997-02-08 | 000002596630 |  | ERP-MM-DC1 | 2011-12-17 | 20
GT11 | 2210-4-GT11-ERB25CP001 | 2000235387 | 19ERB25CP001 | 19ERB25CP001 | DISTL.OIL STR.DIFF.PR.TRANSMITER BEF.PRV | RMI | GIXM-DP | B | X | 202028362 | 1997-02-08 | 000002596654 |  | ERP-MM-DC1 | 2011-12-17 | 20
GT11 | 2210-4-GT11-ERB25CP002 | 2000235395 | 19ERB25CP002 | 19ERB25CP002 | DISTL.FUEL PRESS.SWITCH.AFTER PRV. | RMI | GISW-CN | C | X | 202028362 | 1997-02-08 | 000002596658 |  | ERP-DLGN-EAA | 2013-03-05 | 20
GT11 | 2210-4-GT11-GKB10BR001 | 2000235404 | 19GKB10BR001 | 19GKB10BR001 | POTABLE WATER PIPING-COMB.TURBINE AREA | RMM | GMPIPE | B | X | 202028362 | 1997-02-08 | 000002596674 |  | ERP-MM-DC1 | 2011-12-17 | 20
GT11 | 2210-4-GT11-MBA | 2000235412 | 19MBA | 19MBA | COMBUSTION TURBINE | RMM | GMTURB | B | X | 202028362 | 1997-02-08 | 000002596678 |  | ERP-MM-DC1 | 2011-12-17 | 20
GT11 | 2210-4-GT11-MBA10 | 2000235420 | 19MBA10 | 19MBA10 | INLET GUIDE VANE SERVO VALVE | RMM | GMVLVE | B | X | 202028362 | 1997-02-08 | 000002596682 |  | ERP-MM-DC1 | 2011-12-17 | 20
GT11 | 2210-4-GT11-MBA10AA701 | 2000235428 | 19MBA10AA701 | 19MBA10AA701 | STARTING ATOM.AIR COMPR.ISOLATION VALVE | RMM | GMVLVE | B | X | 202028362 | 1997-02-08 | 000002596686 |  | ERP-MM-DC1 | 2011-12-17 | 20
GT11 | 2210-4-GT11-MBA10AA702 | 2000235436 | 19MBA10AA702 | 19MBA10AA702 | COMPRESSOR BLEED VALVE-A | RMM | GMVLVE | B | X | 202028362 | 1997-02-08 | 000002596690 |  | ERP-MM-DC1 | 2011-12-17 | 20
GT11 | 2210-4-GT11-MBA10AA703 | 2000235444 | 19MBA10AA703 | 19MBA10AA703 | COMPRESSOR BLEED VALVE-B | RMM | GMVLVE | B | X | 202028362 | 1997-02-08 | 000002596714 |  | ERP-MM-DC1 | 2011-12-17 | 20
GT11 | 2210-4-GT11-MBA10AA704 | 2000235452 | 19MBA10AA704 | 19MBA10AA704 | INLET GUIDE VAN | RMI | GICTLR | B | X | 202028362 | 1997-02-08 | 000002596718 |  | ERP-MM-DC1 | 2011-12-17 | 20
GT11 | 2210-4-GT11-MBA10AA705 | 2000235460 | 19MBA10AA705 | 19MBA10AA705 | INLET GUIDE VANE SERVO VALVE | RMM | GMVLVE | B | X | 202028362 | 1997-02-08 | 000002596722 |  | ERP-MM-DC1 | 2011-12-17 | 20
GT11 | 2210-4-GT11-MBA10AA706 | 2000235468 | 19MBA10AA706 | 19MBA10AA706 | INLET GUIDE VANE DUMP VALVE | RMM | GMVLVE | B | X | 202028362 | 1997-02-08 | 000002596726 |  | ERP-MM-DC1 | 2011-12-17 | 20
GT11 | 2210-4-GT11-MBA10AA801 | 2000235476 | 19MBA10AA801 | 19MBA10AA801 | SOLENOID VALVE FOR AA COMPR.ISOL.V/V | RMM | GMVL-SL | B | X | 202028362 | 1997-02-08 | 000002596730 |  | ERP-MM-DC1 | 2011-12-17 | 20
GT11 | 2210-4-GT11-MBA10AA802 | 2000235484 | 19MBA10AA802 | 19MBA10AA802 | COMPRESSOR BLEED 3-WAY SOLENOID VALVE | RMM | GMVL-SL | B | X | 202028362 | 1997-02-08 | 000002596754 |  | ERP-MM-DC1 | 2011-12-17 | 20
GT11 | 2210-4-GT11-MBA10AA803 | 2000235492 | 19MBA10AA803 | 19MBA10AA803 | TURB.COMPR.I/L GUIDE VAN SOLENOID VALVE | RMM | GMVL-SL | B | X | 202028362 | 1997-02-08 | 000002596758 |  | ERP-MM-DC1 | 2011-12-17 | 20
GT11 | 2210-4-GT11-MBA10AA804 | 2000235500 | 19MBA10AA804 | 19MBA10AA804 | ABRASV.CLEANR.TANK FILLER SOLENOID VALVE | RMM | GMVL-SL | B | X | 202028362 | 1997-02-08 | 000002596762 |  | ERP-MM-DC1 | 2011-12-17 | 20
GT11 | 2210-4-GT11-MBA10AC001 | 2000235508 | 19MBA10AC001 | 19MBA10AC001 | ATOMIZING AIR PRE-COOLER | RMM | GMCOLR | B | X | 202028362 | 1997-02-08 | 000002596766 |  | ERP-MM-DC1 | 2011-12-17 | 20
GT11 | 2210-4-GT11-MBA10AN001 | 2000235516 | 19MBA10AN001 | 19MBA10AN001 | MAIN ATOMISING AIR COMPRESSOR | RMM | GMCMPR | B | X | 202028362 | 1997-02-08 | 000002596770 |  | ERP-MM-DC1 | 2011-12-17 | 20
GT11 | 2210-4-GT11-MBA10AN002 | 2000235524 | 19MBA10AN002 | 19MBA10AN002 | STARTING(BOOSTR)ATOMISING AIR COMPRESSOR | RMM | GMCMPR | B | X | 202028362 | 1997-02-08 | 000002596794 |  | ERP-MM-DC1 | 2011-12-17 | 20
GT11 | 2210-4-GT11-MBA10AN002-M01 | 2000235532 | 19MBA10AN002-M01 | 19MBA10AN002-M01 | STARTING ATOMIZING AIR COMPRESSOR MOTOR | RME | GEMOTR | B | X | 202028362 | 1997-02-08 | 000002596798 |  | ERP-MM-DC1 | 2011-12-17 | 20
GT11 | 2210-4-GT11-MBA10AT001 | 2000235540 | 19MBA10AT001 | 19MBA10AT001 | COMPRESSOR BLEED FILTER | RMM | GMFILT | B | X | 202028362 | 1997-02-08 | 000002596802 |  | ERP-MM-DC1 | 2011-12-17 | 20
GT11 | 2210-4-GT11-MBA10AZ001 | 2000235548 | 19MBA10AZ001 | 19MBA10AZ001 | PRESS.REGULATOR FOR AA COMPR.ISOL. V/V | RMI | GIRGLT | B | X | 202028362 | 1997-02-08 | 000002596806 |  | ERP-MM-DC1 | 2011-12-17 | 20
GT11 | 2210-4-GT11-MBA10AZ002 | 2000235556 | 19MBA10AZ002 | 19MBA10AZ002 | INLET GUIDE VAN HYD.CYLINDER ACTUATOR | RMI | GIACTR | C | X | 202028362 | 1997-02-08 | 000002596810 |  | ERP-MM-DC1 | 2011-12-17 | 20
GT11 | 2210-4-GT11-MBA10BB001-M01 | 2000235564 | 19MBA10BB001-M01 | 19MBA10BB001-M01 | LOW PR. ABRASIVE HOPPER VIBRATION MOTOR | RME | GEMOTR | C | X | 202028362 | 1997-02-08 | 000002596834 |  | ERP-MM-DC1 | 2011-12-17 | 20
GT11 | 2210-4-GT11-MBA10BB002 | 2000235572 | 19MBA10BB002 | 19MBA10BB002 | HIGH PRESS.HOPPER & ILLUMINATOR | RMM | GMHOPR | C | X | 202028362 | 1997-02-08 | 000002596838 |  | ERP-MM-DC1 | 2011-12-17 | 20
GT11 | 2210-4-GT11-MBA10CP001 | 2000235580 | 19MBA10CP001 | 19MBA10CP001 | MAIN AA.COMPR.DIFF.PRESSURE SWITCH | RMI | GISW-CN | C | X | 202028362 | 1997-02-08 | 000002596842 |  | ERP-DLGN-EAA | 2013-03-05 | 20
GT11 | 2210-4-GT11-MBA10CP002 | 2000235587 | 19MBA10CP002 | 19MBA10CP002 | COMPRESSOR DISCH.PRESSURE TRANSMITTER-A | RMI | GIXM-DP | C | X | 202028362 | 1997-02-08 | 000002596845 |  | ERP-MM-DC1 | 2011-12-17 | 20
GT11 | 2210-4-GT11-MBA10CP003 | 2000235595 | 19MBA10CP003 | 19MBA10CP003 | COMPRESSOR DISCH.PRESSURE TRANSMITTER-B | RMI | GIXM-DP | C | X | 202028362 | 1997-02-08 | 000002596849 |  | ERP-MM-DC1 | 2011-12-17 | 20
GT11 | 2210-4-GT11-MBA10CP004 | 2000235603 | 19MBA10CP004 | 19MBA10CP004 | COMPRESSOR DISCH.PRESSURE TRANSMITTER-C | RMI | GIXM-DP | C | X | 202028362 | 1997-02-08 | 000002596873 |  | ERP-MM-DC1 | 2011-12-17 | 20
GT11 | 2210-4-GT11-MBA10CS001A | 2000235611 | 19MBA10CS001A | 19MBA10CS001A | VIBRATION SENSOR TURBINE | RMI | GIDTCT | C | X | 202028362 | 1997-02-08 | 000002596877 |  | ERP-MM-DC1 | 2011-12-17 | 20
GT11 | 2210-4-GT11-MBA10CS001B | 2000235619 | 19MBA10CS001B | 19MBA10CS001B | VIBRATION SENSOR TURBINE | RMI | GIDTCT | C | X | 202028362 | 1997-02-08 | 000002596881 |  | ERP-MM-DC1 | 2011-12-17 | 20
GT11 | 2210-4-GT11-MBA10CS002A | 2000235627 | 19MBA10CS002A | 19MBA10CS002A | VIBRATION SENSOR TURBINE | RMI | GIDTCT | C | X | 202028362 | 1997-02-08 | 000002596885 |  | ERP-MM-DC1 | 2011-12-17 | 20
GT11 | 2210-4-GT11-MBA10CS003A | 2000235635 | 19MBA10CS003A | 19MBA10CS003A | VIBRATION SENSOR TURBINE | RMI | GIDTCT | C | X | 202028362 | 1997-02-08 | 000002596889 |  | ERP-MM-DC1 | 2011-12-17 | 20
GT11 | 2210-4-GT11-MBA10CS003B | 2000235643 | 19MBA10CS003B | 19MBA10CS003B | VIBRATION SENSOR TURBINE | RMI | GIDTCT | C | X | 202028362 | 1997-02-08 | 000002596913 |  | ERP-MM-DC1 | 2011-12-17 | 20
GT11 | 2210-4-GT11-MBA10CT001 | 2000235651 | 19MBA10CT001 | 19MBA10CT001 | COMPRESSOR DISCHARGE THERMOCOUPLE | RMI | GITHRC | C | X | 202028362 | 1997-02-08 | 000002596917 |  | ERP-MM-DC1 | 2011-12-17 | 20
GT11 | 2210-4-GT11-MBA10CT002 | 2000235659 | 19MBA10CT002 | 19MBA10CT002 | COMPRESSOR TEMPERATURE-INLET FLANGE(DTC) | RMI | GIEL-TE | C | X | 202028362 | 1997-02-08 | 000002596921 |  | ERP-MM-DC1 | 2011-12-17 | 20
GT11 | 2210-4-GT11-MBA10CT003 | 2000235667 | 19MBA10CT003 | 19MBA10CT003 | TURBINE TEMPERATURE-INNER BARRAL | RMI | GIEL-TE | C | X | 202028362 | 1997-02-08 | 000002596925 |  | ERP-MM-DC1 | 2011-12-17 | 20
GT11 | 2210-4-GT11-MBA10CT004 | 2000235675 | 19MBA10CT004 | 19MBA10CT004 | TURBINE TEMPERATURE-WHEEL SPACE IST STG. | RMI | GIEL-TE | C | X | 202028362 | 1997-02-08 | 000002596929 |  | ERP-MM-DC1 | 2011-12-17 | 20
GT11 | 2210-4-GT11-MBA10CT005 | 2000235683 | 19MBA10CT005 | 19MBA10CT005 | TURBINE TEMPERATURE-WHEEL SPACE 2ND STG. | RMI | GIEL-TE | C | X | 202028362 | 1997-02-08 | 000002596953 |  | ERP-MM-DC1 | 2011-12-17 | 20
GT11 | 2210-4-GT11-MBA10CT006 | 2000235691 | 19MBA10CT006 | 19MBA10CT006 | TURBINE TEMPERATURE-WHEEL SPACE 3RD STG. | RMI | GIEL-TE | C | X | 202028362 | 1997-02-08 | 000002596957 |  | ERP-MM-DC1 | 2011-12-17 | 20
GT11 | 2210-4-GT11-MBA10CT007 | 2000235699 | 19MBA10CT007 | 19MBA10CT007 | ATOM.AIR COMPRESSOR INLET TEMP.ELEMENT | RMI | GIEL-TE | C | X | 202028362 | 1997-02-08 | 000002596961 |  | ERP-MM-DC1 | 2011-12-17 | 20
GT11 | 2210-4-GT11-MBA10CT008 | 2000235707 | 19MBA10CT008 | 19MBA10CT008 | ATOM.AIR COMPRESSOR INLET TEMP.ELEMENT | RMI | GIEL-TE | C | X | 202028362 | 1997-02-08 | 000002596965 |  | ERP-MM-DC1 | 2011-12-17 | 20
GT11 | 2210-4-GT11-MBB11AA601 | 2000235715 | 19MBB11AA601 | 19MBB11AA601 | TURB.SHELL&EXH.FRAME BLOWER CHECK VALVE1 | RMM | GMVLVE | C | X | 202028362 | 1997-02-08 | 000002596969 |  | ERP-MM-DC1 | 2011-12-17 | 20
GT11 | 2210-4-GT11-MBB11AN001 | 2000235723 | 19MBB11AN001 | 19MBB11AN001 | COMBUSTN.TURBINE EXHAUST FRAME BLOWER-A | RMM | GMBLWR | B | X | 202028362 | 1997-02-08 | 000002596993 |  | ERP-MM-DC1 | 2011-12-17 | 20
GT11 | 2210-4-GT11-MBB11AN001-M01 | 2000235731 | 19MBB11AN001-M01 | 19MBB11AN001-M01 | MOTOR FOR COMB.TURB.EXH.FRAME BLOWER-A | RME | GEMOTR | B | X | 202028362 | 1997-02-08 | 000002596997 |  | ERP-MM-DC1 | 2011-12-17 | 20
GT11 | 2210-4-GT11-MBB11CP001 | 2000235739 | 19MBB11CP001 | 19MBB11CP001 | TURB.SHELL&EXH.FR.BLWR.DSCH.PRESS SWITCH | RMI | GISW-CN | C | X | 202028362 | 1997-02-08 | 000002597001 |  | ERP-DLGN-EAA | 2013-03-05 | 20
GT11 | 2210-4-GT11-MBB12AA601 | 2000235747 | 19MBB12AA601 | 19MBB12AA601 | TURB.SHELL&EXH.FRAME BLOWER CHECK VAVLE2 | RMM | GMVLVE | C | X | 202028362 | 1997-02-08 | 000002597005 |  | ERP-MM-DC1 | 2011-12-17 | 20
GT11 | 2210-4-GT11-MBB12AN001 | 2000235755 | 19MBB12AN001 | 19MBB12AN001 | COMBUSTN.TURBINE EXHAUST FRAME BLOWER-B | RMM | GMBLWR | B | X | 202028362 | 1997-02-08 | 000002597009 |  | ERP-MM-DC1 | 2011-12-17 | 20
GT11 | 2210-4-GT11-MBB12AN001-M01 | 2000235763 | 19MBB12AN001-M01 | 19MBB12AN001-M01 | MOTOR FOR COMB.TURB.EXH.FRAME BLOWER-B | RME | GEMOTR | B | X | 202028362 | 1997-02-08 | 000002597033 |  | ERP-MM-DC1 | 2011-12-17 | 20
GT11 | 2210-4-GT11-MBB12CP001 | 2000235772 | 19MBB12CP001 | 19MBB12CP001 | TURB.SHELL&EXH.FR.BLWR.DSCH.PRESS SWITCH | RMI | GISW-CN | C | X | 202028362 | 1997-02-08 | 000002597038 |  | ERP-DLGN-EAA | 2013-03-05 | 20
GT11 | 2210-4-GT11-MBD10 | 2000235780 | 19MBD10 | 19MBD10 | GAS TURBINE JOURNAL BEARING #1 | RMM | GMBRNG | C | X | 202028362 | 1997-02-08 | 000002597042 |  | ERP-MM-DC1 | 2011-12-17 | 20
GT11 | 2210-4-GT11-MBD10CG301 | 2000235788 | 19MBD10CG301 | 19MBD10CG301 | SHAFT AXIAL POSITION TRANSMITTER - BRG.1 | RMI | GIXMTR | C | X | 202028362 | 1997-02-08 | 000002597046 |  | ERP-MM-DC1 | 2011-12-17 | 20
GT11 | 2210-4-GT11-MBD10CG302 | 2000235796 | 19MBD10CG302 | 19MBD10CG302 | SHAFT AXIAL POSITION TRANSMITTER - BRG.1 | RMI | GIXMTR | C | X | 202028362 | 1997-02-08 | 000002597050 |  | ERP-MM-DC1 | 2011-12-17 | 20
GT11 | 2210-4-GT11-MBD10CT001 | 2000235804 | 19MBD10CT001 | 19MBD10CT001 | TURBINE BEARING#1 METAL TEMPERATURE | RMI | GIEL-TE | C | X | 202028362 | 1997-02-08 | 000002597074 |  | ERP-MM-DC1 | 2011-12-17 | 20
GT11 | 2210-4-GT11-MBD20 | 2000235812 | 19MBD20 | 19MBD20 | GAS TURBINE JOURNAL BEARING #2 | RMM | GMBRNG | C | X | 202028362 | 1997-02-08 | 000002597078 |  | ERP-MM-DC1 | 2011-12-17 | 20
GT11 | 2210-4-GT11-MBD20CT001 | 2000235820 | 19MBD20CT001 | 19MBD20CT001 | TURBINE BEARING#2 METAL TEMPERATURE | RMI | GIEL-TE | C | X | 202028362 | 1997-02-08 | 000002597082 |  | ERP-MM-DC1 | 2011-12-17 | 20
GT11 | 2210-4-GT11-MBD30 | 2000235828 | 19MBD30 | 19MBD30 | GAS TURBINE JOURNAL BEARING #3 | RMM | GMBRNG | C | X | 202028362 | 1997-02-08 | 000002597086 |  | ERP-MM-DC1 | 2011-12-17 | 20
GT11 | 2210-4-GT11-MBD30CT001 | 2000235836 | 19MBD30CT001 | 19MBD30CT001 | TURBINE BEARING#3 METAL TEMPERATURE | RMI | GIEL-TE | C | X | 202028362 | 1997-02-08 | 000002597090 |  | ERP-MM-DC1 | 2011-12-17 | 20
GT11 | 2210-4-GT11-MBD40 | 2000235844 | 19MBD40 | 19MBD40 | GAS TURBINE THRUST BEARING #1 | RMM | GMBRNG | C | X | 202028362 | 1997-02-08 | 000002597114 |  | ERP-MM-DC1 | 2011-12-17 | 20
GT11 | 2210-4-GT11-MBD40CT001 | 2000235852 | 19MBD40CT001 | 19MBD40CT001 | TURBINE THRUST BEARING METAL TEMPERATURE | RMI | GIEL-TE | C | X | 202028362 | 1997-02-08 | 000002597118 |  | ERP-MM-DC1 | 2011-12-17 | 20
GT11 | 2210-4-GT11-MBD50 | 2000235860 | 19MBD50 | 19MBD50 | GAS TURBINE THRUST BEARING #2 | RMM | GMBRNG | C | X | 202028362 | 1997-02-08 | 000002597122 |  | ERP-MM-DC1 | 2011-12-17 | 20
GT11 | 2210-4-GT11-MBH10 | 2000235868 | 19MBH10 | 19MBH10 | COOLING & SEALING AIR SYSTEM INSTRUMENTS |  |  | C | X | 202028362 | 1997-02-08 | 000002597126 |  | ERP-MM-DC1 | 2011-12-17 | 20
GT11 | 2210-4-GT11-MBH10AA001 | 2000235876 | 19MBH10AA001 | 19MBH10AA001 | AIR FILTER BLOWDOWN REGULATOR VALVE | RMM | GMVLVE | B | X | 202028362 | 1997-02-08 | 000002597130 |  | ERP-MM-DC1 | 2011-12-17 | 20
GT11 | 2210-4-GT11-MBH10AA501 | 2000235884 | 19MBH10AA501 | 19MBH10AA501 | AIR PROCESSING UNIT DRAIN VALVE | RMM | GMVLVE | B | X | 202028362 | 1997-02-08 | 000002597154 |  | ERP-MM-DC1 | 2011-12-17 | 20
GT11 | 2210-4-GT11-MBH10AT001 | 2000235892 | 19MBH10AT001 | 19MBH10AT001 | HEATLESS AIR DRIER | RMM | GMDRYR | C | X | 202028362 | 1997-02-08 | 000002597158 |  | ERP-MM-DC1 | 2011-12-17 | 20
GT11 | 2210-4-GT11-MBH10CP001 | 2000235900 | 19MBH10CP001 | 19MBH10CP001 | (AIR DRYER O/L) APU LOW PRESS SWITCH | RMI | GISW-CN | C | X | 202028362 | 1997-02-08 | 000002597162 |  | ERP-DLGN-EAA | 2013-03-05 | 20
GT11 | 2210-4-GT11-MBJ10 | 2000235908 | 19MBJ10 | 19MBJ10 | GAS TURBINE STARTING MOTOR | RME | GEMOTR | B | X | 202028362 | 1997-02-08 | 000002597166 |  | ERP-MM-DC1 | 2011-12-17 | 20
GT11 | 2210-4-GT11-MBJ10AA801 | 2000235916 | 19MBJ10AA801 | 19MBJ10AA801 | TORQUE CONVERTER FILL/DRAIN SOLEND.VALVE | RMM | GMVL-SL | C | X | 202028362 | 1997-02-08 | 000002597170 |  | ERP-MM-DC1 | 2011-12-17 | 20
GT11 | 2210-4-GT11-MBJ10CT001 | 2000235924 | 19MBJ10CT001 | 19MBJ10CT001 | GAS TURB.STARTING MOTOR - STATOR TEMP. | RMI | GIEL-TE | C | X | 202028362 | 1997-02-08 | 000002597194 |  | ERP-MM-DC1 | 2011-12-17 | 20
GT11 | 2210-4-GT11-MBJ10DU001 | 2000235932 | 19MBJ10DU001 | 19MBJ10DU001 | TORQUE CONVERTER | RME | GECNVR | C | X | 202028362 | 1997-02-08 | 000002597198 |  | ERP-MM-DC1 | 2011-12-17 | 20
GT11 | 2210-4-GT11-MBJ10DU001-M01 | 2000235940 | 19MBJ10DU001-M01 | 19MBJ10DU001-M01 | TORQUE CONVERTER STARTING MOTOR | RME | GEMOTR | B | X | 202028362 | 1997-02-08 | 000002597202 |  | ERP-MM-DC1 | 2011-12-17 | 20
GT11 | 2210-4-GT11-MBJ10DU001-M02 | 2000235948 | 19MBJ10DU001-M02 | 19MBJ10DU001-M02 | TORQUE/SPEED ADJUSTER DRIVE MOTOR | RME | GEMOTR | B | X | 202028362 | 1997-02-08 | 000002597206 |  | ERP-MM-DC1 | 2011-12-17 | 20
GT11 | 2210-4-GT11-MBJ10DU001-Q01 | 2000235956 | 19MBJ10DU001-Q01 | 19MBJ10DU001-Q01 | BREAKER FOR TORQUE CONVERTR.STARTG.MOTOR | RME | GECB | B | X | 202028362 | 1997-02-08 | 000002597210 |  | ERP-MM-DC1 | 2011-12-17 | 20
GT11 | 2210-4-GT11-MBJ20AA001 | 2000235964 | 19MBJ20AA001 | 19MBJ20AA001 | HYDRAULIC RATCHET I/L FLOW CONTROL VALVE | RMM | GMVL-BA | B | X | 202028362 | 1997-02-08 | 000002597234 |  | ERP-MM-DC1 | 2011-12-17 | 20
GT11 | 2210-4-GT11-MBJ20AA801 | 2000235972 | 19MBJ20AA801 | 19MBJ20AA801 | HYDRAULIC RATCHET STROKE 4WAY SOLND.V/V | RMM | GMVL-SL | C | X | 202028362 | 1997-02-08 | 000002597238 |  | ERP-MM-DC1 | 2011-12-17 | 20
GT11 | 2210-4-GT11-MBJ20AP001 | 2000235980 | 19MBJ20AP001 | 19MBJ20AP001 | HYDRAULIC RATCHET PUMP | RMM | GMPUMP | B | X | 202028362 | 1997-02-08 | 000002597242 |  | ERP-MM-DC1 | 2011-12-17 | 20
GT11 | 2210-4-GT11-MBJ20AP001-M01 | 2000235988 | 19MBJ20AP001-M01 | 19MBJ20AP001-M01 | HYDRAULIC RATCHET PUMP-MOTOR | RME | GEMOTR | B | X | 202028362 | 1997-02-08 | 000002597246 |  | ERP-MM-DC1 | 2011-12-17 | 20
GT11 | 2210-4-GT11-MBJ20AU001 | 2000235996 | 19MBJ20AU001 | 19MBJ20AU001 | HYDRAULIC RATCHET MECHANISM (U/R CLUTCH) | RMM | GMCLCH | C | X | 202028362 | 1997-02-08 | 000002597250 |  | ERP-MM-DC1 | 2011-12-17 | 20
GT11 | 2210-4-GT11-MBJ20CP001 | 2000236004 | 19MBJ20CP001 | 19MBJ20CP001 | HYDRAULIC RATCHET FORWD.STRK.PRES.SWITCH | RMI | GISW-CN | C | X | 202028362 | 1997-02-08 | 000002597274 |  | ERP-DLGN-EAA | 2013-03-05 | 20
GT11 | 2210-4-GT11-MBJ20CP002 | 2000236012 | 19MBJ20CP002 | 19MBJ20CP002 | HYDRAULIC RATCHET RETN.STRK.PRES.SWITCH | RMI | GISW-CN | C | X | 202028362 | 1997-02-08 | 000002597278 |  | ERP-DLGN-EAA | 2013-03-05 | 20
GT11 | 2210-4-GT11-MBK | 2000236020 | 19MBK | 19MBK | COMBUSTION TURBINE LOAD COMPARTMENT |  |  | C | X | 202028362 | 1997-02-08 | 000002597282 |  | ERP-MM-DC1 | 2011-12-17 | 20
GT11 | 2210-4-GT11-MBK11AN001 | 2000236028 | 19MBK11AN001 | 19MBK11AN001 | (CT) LOAD COMPARTMENT EXHAUST FAN-A | RMM | GMFAN | B | X | 202028362 | 1997-02-08 | 000002597286 |  | ERP-MM-DC1 | 2011-12-17 | 20
GT11 | 2210-4-GT11-MBK11AN001-M01 | 2000236036 | 19MBK11AN001-M01 | 19MBK11AN001-M01 | (CT)LOAD COMPARTMENT EXHAUST FAN A-MOTOR | RME | GEMOTR | B | X | 202028362 | 1997-02-08 | 000002597290 |  | ERP-MM-DC1 | 2011-12-17 | 20
GT11 | 2210-4-GT11-MBK12AN001 | 2000236044 | 19MBK12AN001 | 19MBK12AN001 | (CT) LOAD COMPARTMENT EXHAUST FAN-B | RMM | GMFAN | B | X | 202028362 | 1997-02-08 | 000002597314 |  | ERP-MM-DC1 | 2011-12-17 | 20
GT11 | 2210-4-GT11-MBK12AN001-M01 | 2000236052 | 19MBK12AN001-M01 | 19MBK12AN001-M01 | (CT)LOAD COMPARTMENT EXHAUST FAN B-MOTOR | RME | GEMOTR | B | X | 202028362 | 1997-02-08 | 000002597318 |  | ERP-MM-DC1 | 2011-12-17 | 20
GT11 | 2210-4-GT11-MBL10AC001 | 2000236060 | 19MBL10AC001 | 19MBL10AC001 | ACCESSORY COMPARTMENT SPACE HEATER | RME | GEHTR | B | X | 202028362 | 1997-02-08 | 000002597322 |  | ERP-MM-DC1 | 2011-12-17 | 20
GT11 | 2210-4-GT11-MBL10AC001-M01 | 2000236068 | 19MBL10AC001-M01 | 19MBL10AC001-M01 | ACCESS COMPT. SPACE HEATER BLOWER MOTOR | RME | GEMOTR | B | X | 202028362 | 1997-02-08 | 000002597326 |  | ERP-MM-DC1 | 2011-12-17 | 20
GT11 | 2210-4-GT11-MBL10AN001-M01 | 2000236076 | 19MBL10AN001-M01 | 19MBL10AN001-M01 | INLET FILTER DUST COLL.SYS. BLOWER MOTOR | RME | GEMOTR | B | X | 202028362 | 1997-02-08 | 000002597330 |  | ERP-MM-DC1 | 2011-12-17 | 20
GT11 | 2210-4-GT11-MBL10AN010-M01 | 2000236084 | 19MBL10AN010-M01 | 19MBL10AN010-M01 | HEATING AIR FAN MOTOR FOR TURB.COMPT. | RME | GEMOTR | C | X | 202028362 | 1997-02-08 | 000002597354 |  | ERP-MM-DC1 | 2011-12-17 | 20
GT11 | 2210-4-GT11-MBL10AT001 | 2000236092 | 19MBL10AT001 | 19MBL10AT001 | COMBUSTION TURBINE FILTER HOUSE/DUCTING | RMM | GMFILT | C | X | 202028362 | 1997-02-08 | 000002597358 |  | ERP-MM-DC1 | 2011-12-17 | 20
GT11 | 2210-4-GT11-MBL10CP001 | 2000236100 | 19MBL10CP001 | 19MBL10CP001 | INLET AIR FILTER COMP.AIR PRESS SWITCH | RMI | GISW-CN | C | X | 202028362 | 1997-02-08 | 000002597362 |  | ERP-DLGN-EAA | 2013-03-05 | 20
GT11 | 2210-4-GT11-MBM10 | 2000236108 | 19MBM10 | 19MBM10 | COMBUSTION CHAMBER | RMM | GMCMBU | C | X | 202028362 | 1997-02-08 | 000002597366 |  | ERP-MM-DC1 | 2011-12-17 | 20
GT11 | 2210-4-GT11-MBM10AV001 | 2000236116 | 19MBM10AV001 | 19MBM10AV001 | SPARK PLUG - COMBUSTION CHAMBER 1 | RMI | GIIGNT | C | X | 202028362 | 1997-02-08 | 000002597370 |  | ERP-MM-DC1 | 2011-12-17 | 20
GT11 | 2210-4-GT11-MBM10AV010 | 2000236124 | 19MBM10AV010 | 19MBM10AV010 | SPARK PLUG - COMBUSTION CHAMBER 10 | RMI | GIIGNT | C | X | 202028362 | 1997-02-08 | 000002597394 |  | ERP-MM-DC1 | 2011-12-17 | 20
GT11 | 2210-4-GT11-MBM10CR003 | 2000236132 | 19MBM10CR003 | 19MBM10CR003 | FLAME DETECTOR COMBUSTION CHAMBER-3 | RMI | GIDT-FL | C | X | 202028362 | 1997-02-08 | 000002597398 |  | ERP-MM-DC1 | 2011-12-17 | 20
GT11 | 2210-4-GT11-MBM10CR004 | 2000236140 | 19MBM10CR004 | 19MBM10CR004 | FLAME DETECTOR COMBUSTION CHAMBER-4 | RMI | GIDT-FL | C | X | 202028362 | 1997-02-08 | 000002597402 |  | ERP-MM-DC1 | 2011-12-17 | 20
GT11 | 2210-4-GT11-MBM10CR007 | 2000236148 | 19MBM10CR007 | 19MBM10CR007 | FLAME DETECTOR COMBUSTION CHAMBER-7 | RMI | GIDT-FL | C | X | 202028362 | 1997-02-08 | 000002597406 |  | ERP-MM-DC1 | 2011-12-17 | 20
GT11 | 2210-4-GT11-MBM10CR008 | 2000236156 | 19MBM10CR008 | 19MBM10CR008 | FLAME DETECTOR COMBUSTION CHAMBER-8 | RMI | GIDT-FL | C | X | 202028362 | 1997-02-08 | 000002597410 |  | ERP-MM-DC1 | 2011-12-17 | 20
GT11 | 2210-4-GT11-MBN31AA301 | 2000236164 | 19MBN31AA301 | 19MBN31AA301 | FUEL HEATER-A PRESSURE RELIEF VALVE | RMM | GMVL-RE | C | X | 202028362 | 1997-02-08 | 000002597434 |  | ERP-MM-DC1 | 2011-12-17 | 20
GT11 | 2210-4-GT11-MBN31AA302 | 2000236172 | 19MBN31AA302 | 19MBN31AA302 | FUEL HEATER-B PRESSURE RELIEF VALVE | RMM | GMVL-RE | C | X | 202028362 | 1997-02-08 | 000002597438 |  | ERP-MM-DC1 | 2011-12-17 | 20
GT11 | 2210-4-GT11-MBN31AA303 | 2000236180 | 19MBN31AA303 | 19MBN31AA303 | FUEL HEATER-C PRESSURE RELIEF VALVE | RMM | GMVL-RE | C | X | 202028362 | 1997-02-08 | 000002597442 |  | ERP-MM-DC1 | 2011-12-17 | 20
GT11 | 2210-4-GT11-MBN31AA304 | 2000236188 | 19MBN31AA304 | 19MBN31AA304 | FUEL HEATER-D PRESSURE RELIEF VALVE | RMM | GMVL-RE | C | X | 202028362 | 1997-02-08 | 000002597446 |  | ERP-MM-DC1 | 2011-12-17 | 20
GT11 | 2210-4-GT11-MBN31AA701 | 2000236196 | 19MBN31AA701 | 19MBN31AA701 | FUEL ISOL. VALVE FOR FUEL HEATER-A&B | RMM | GMVLVE | C | X | 202028362 | 1997-02-08 | 000002597450 |  | ERP-MM-DC1 | 2011-12-17 | 20
GT11 | 2210-4-GT11-MBN31AA702 | 2000236204 | 19MBN31AA702 | 19MBN31AA702 | FUEL ISOL. VALVE FOR FUEL HEATER-C&D | RMM | GMVLVE | C | X | 202028362 | 1997-02-08 | 000002597474 |  | ERP-MM-DC1 | 2011-12-17 | 20
GT11 | 2210-4-GT11-MBN31AA703 | 2000236212 | 19MBN31AA703 | 19MBN31AA703 | FUEL HEATER-A INLET VALVE | RMM | GMVLVE | B | X | 202028362 | 1997-02-08 | 000002597478 |  | ERP-MM-DC1 | 2011-12-17 | 20
GT11 | 2210-4-GT11-MBN31AA704 | 2000236220 | 19MBN31AA704 | 19MBN31AA704 | FUEL HEATER-A OUTLET VALVE | RMM | GMVLVE | B | X | 202028362 | 1997-02-08 | 000002597482 |  | ERP-MM-DC1 | 2011-12-17 | 20
GT11 | 2210-4-GT11-MBN31AA705 | 2000236228 | 19MBN31AA705 | 19MBN31AA705 | FUEL HEATER-A BYPASS VALVE | RMM | GMVLVE | B | X | 202028362 | 1997-02-08 | 000002597486 |  | ERP-MM-DC1 | 2011-12-17 | 20
GT11 | 2210-4-GT11-MBN31AA706 | 2000236236 | 19MBN31AA706 | 19MBN31AA706 | FUEL HEATER-B INLET VALVE | RMM | GMVLVE | B | X | 202028362 | 1997-02-08 | 000002597490 |  | ERP-MM-DC1 | 2011-12-17 | 20
GT11 | 2210-4-GT11-MBN31AA707 | 2000236244 | 19MBN31AA707 | 19MBN31AA707 | FUEL HEATER-B OUTLET VALVE | RMM | GMVLVE | B | X | 202028362 | 1997-02-08 | 000002597514 |  | ERP-MM-DC1 | 2011-12-17 | 20
GT11 | 2210-4-GT11-MBN31AA708 | 2000236252 | 19MBN31AA708 | 19MBN31AA708 | FUEL HEATER-B BYPASS VALVE | RMM | GMVLVE | B | X | 202028362 | 1997-02-08 | 000002597518 |  | ERP-MM-DC1 | 2011-12-17 | 20
GT11 | 2210-4-GT11-MBN31AA709 | 2000236260 | 19MBN31AA709 | 19MBN31AA709 | FUEL HEATER-C INLET VALVE | RMM | GMVLVE | B | X | 202028362 | 1997-02-08 | 000002597522 |  | ERP-MM-DC1 | 2011-12-17 | 20
GT11 | 2210-4-GT11-MBN31AA710 | 2000236268 | 19MBN31AA710 | 19MBN31AA710 | FUEL HEATER-C OUTLET VALVE | RMM | GMVLVE | B | X | 202028362 | 1997-02-08 | 000002597526 |  | ERP-MM-DC1 | 2011-12-17 | 20
GT11 | 2210-4-GT11-MBN31AA711 | 2000236276 | 19MBN31AA711 | 19MBN31AA711 | FUEL HEATER-C BYPASS VALVE | RMM | GMVLVE | B | X | 202028362 | 1997-02-08 | 000002597530 |  | ERP-MM-DC1 | 2011-12-17 | 20
GT11 | 2210-4-GT11-MBN31AA712 | 2000236284 | 19MBN31AA712 | 19MBN31AA712 | FUEL HEATER-D INLET VALVE | RMM | GMVLVE | B | X | 202028362 | 1997-02-08 | 000002597554 |  | ERP-MM-DC1 | 2011-12-17 | 20
GT11 | 2210-4-GT11-MBN31AA713 | 2000236292 | 19MBN31AA713 | 19MBN31AA713 | FUEL HEATER-D OUTLET VALVE | RMM | GMVLVE | B | X | 202028362 | 1997-02-08 | 000002597558 |  | ERP-MM-DC1 | 2011-12-17 | 20
GT11 | 2210-4-GT11-MBN31AA714 | 2000236300 | 19MBN31AA714 | 19MBN31AA714 | FUEL HEATER-D BYPASS VALVE | RMM | GMVLVE | B | X | 202028362 | 1997-02-08 | 000002597562 |  | ERP-MM-DC1 | 2011-12-17 | 20
GT11 | 2210-4-GT11-MBN31AA715 | 2000236308 | 19MBN31AA715 | 19MBN31AA715 | FUEL HEATER-A&B OUTLET ISOLATION VALVE | RMM | GMVLVE | B | X | 202028362 | 1997-02-08 | 000002597566 |  | ERP-MM-DC1 | 2011-12-17 | 20
GT11 | 2210-4-GT11-MBN31AA716 | 2000236316 | 19MBN31AA716 | 19MBN31AA716 | FUEL HEATER-C&D OUTLET ISOLATION VALVE | RMM | GMVLVE | B | X | 202028362 | 1997-02-08 | 000002597570 |  | ERP-MM-DC1 | 2011-12-17 | 20
GT11 | 2210-4-GT11-MBN31AC001 | 2000236324 | 19MBN31AC001 | 19MBN31AC001 | FUEL HEATER-A | RME | GEHTR | B | X | 202028362 | 1997-02-08 | 000002597594 |  | ERP-MM-DC1 | 2011-12-17 | 20
GT11 | 2210-4-GT11-MBN31AC002 | 2000236332 | 19MBN31AC002 | 19MBN31AC002 | FUEL HEATER-B | RME | GEHTR | B | X | 202028362 | 1997-02-08 | 000002597598 |  | ERP-MM-DC1 | 2011-12-17 | 20
GT11 | 2210-4-GT11-MBN31AC003 | 2000236340 | 19MBN31AC003 | 19MBN31AC003 | FUEL HEATER-C | RME | GEHTR | B | X | 202028362 | 1997-02-08 | 000002597602 |  | ERP-MM-DC1 | 2011-12-17 | 20
GT11 | 2210-4-GT11-MBN31AC004 | 2000236348 | 19MBN31AC004 | 19MBN31AC004 | FUEL HEATER-D | RME | GEHTR | B | X | 202028362 | 1997-02-08 | 000002597606 |  | ERP-MM-DC1 | 2011-12-17 | 20
GT11 | 2210-4-GT11-MBN31BR001 | 2000236356 | 19MBN31BR001 | 19MBN31BR001 | FUEL HEATER INLET & OUTLET PIPING | RMM | GMPIPE | B | X | 202028362 | 1997-02-08 | 000002597610 |  | ERP-MM-DC1 | 2011-12-17 | 20
GT11 | 2210-4-GT11-MBN31CP001 | 2000236364 | 19MBN31CP001 | 19MBN31CP001 | FUEL HEATER-A INLET PRESSURE INDICATOR | RMI | GIIN-PR | C | X | 202028362 | 1997-02-08 | 000002597634 |  | ERP-MM-DC1 | 2011-12-17 | 20
GT11 | 2210-4-GT11-MBN31CP002 | 2000236372 | 19MBN31CP002 | 19MBN31CP002 | FUEL HEATER-B INLET PRESSURE INDICATOR | RMI | GIIN-PR | C | X | 202028362 | 1997-02-08 | 000002597638 |  | ERP-MM-DC1 | 2011-12-17 | 20
GT11 | 2210-4-GT11-MBN31CT001 | 2000236380 | 19MBN31CT001 | 19MBN31CT001 | FUEL HEATER-A INLET TEMP.TRANSMITTER | RMI | GIEL-TE | C | X | 202028362 | 1997-02-08 | 000002597642 |  | ERP-MM-DC1 | 2011-12-17 | 20
GT11 | 2210-4-GT11-MBN31CT002 | 2000236388 | 19MBN31CT002 | 19MBN31CT002 | FUEL HEATER-C INLET TEMP.TRANSMITTER | RMI | GIEL-TE | C | X | 202028362 | 1997-02-08 | 000002597646 |  | ERP-MM-DC1 | 2011-12-17 | 20
GT11 | 2210-4-GT11-MBN31CT003 | 2000236396 | 19MBN31CT003 | 19MBN31CT003 | FUEL HEATER-A OUTLET TEMP.INDICATOR | RMI | GIIN-TE | C | X | 202028362 | 1997-02-08 | 000002597650 |  | ERP-MM-DC1 | 2011-12-17 | 20
GT11 | 2210-4-GT11-MBN31CT004 | 2000236404 | 19MBN31CT004 | 19MBN31CT004 | FUEL HEATER-C OUTLET TEMP.INDICATOR | RMI | GIIN-TE | C | X | 202028362 | 1997-02-08 | 000002597674 |  | ERP-MM-DC1 | 2011-12-17 | 20
GT11 | 2210-4-GT11-MBN31CT005 | 2000236412 | 19MBN31CT005 | 19MBN31CT005 | FUEL HEATER-A OVERHEAT THERMOCOUPLE | RMI | GITHRC | C | X | 202028362 | 1997-02-08 | 000002597678 |  | ERP-MM-DC1 | 2011-12-17 | 20
GT11 | 2210-4-GT11-MBN31CT006 | 2000236420 | 19MBN31CT006 | 19MBN31CT006 | FUEL HEATER-B OVERHEAT THERMOCOUPLE | RMI | GITHRC | C | X | 202028362 | 1997-02-08 | 000002597682 |  | ERP-MM-DC1 | 2011-12-17 | 20
GT11 | 2210-4-GT11-MBN31CT007 | 2000236428 | 19MBN31CT007 | 19MBN31CT007 | FUEL HEATER-C OVERHEAT THERMOCOUPLE | RMI | GITHRC | C | X | 202028362 | 1997-02-08 | 000002597686 |  | ERP-MM-DC1 | 2011-12-17 | 20
GT11 | 2210-4-GT11-MBN31CT008 | 2000236436 | 19MBN31CT008 | 19MBN31CT008 | FUEL HEATER-D OVERHEAT THERMOCOUPLE | RMI | GITHRC | C | X | 202028362 | 1997-02-08 | 000002597690 |  | ERP-MM-DC1 | 2011-12-17 | 20
GT11 | 2210-4-GT11-MBN31CT009 | 2000236444 | 19MBN31CT009 | 19MBN31CT009 | FUEL HEATR-B O/L TEMP.CONTRL.THERMCOUPLE | RMI | GITHRC | C | X | 202028362 | 1997-02-08 | 000002597714 |  | ERP-MM-DC1 | 2011-12-17 | 20
GT11 | 2210-4-GT11-MBN31CT010 | 2000236452 | 19MBN31CT010 | 19MBN31CT010 | FUEL HEATR-D O/L TEMP.CONTRL.THERMCOUPLE | RMI | GITHRC | C | X | 202028362 | 1997-02-08 | 000002597718 |  | ERP-MM-DC1 | 2011-12-17 | 20
GT11 | 2210-4-GT11-MBN31GH001 | 2000236460 | 19MBN31GH001 | 19MBN31GH001 | CR.OIL HEATG.UNIT CONTROL PANEL IN PECC | RME | GEPANL | C | X | 202028362 | 1997-02-08 | 000002597722 |  | ERP-MM-DC1 | 2011-12-17 | 20
GT11 | 2210-4-GT11-MBN32 | 2000236468 | 19MBN32 | 19MBN32 | FUEL OIL BYPASS SERVO VALVE | RMM | GMVLVE | B | X | 202028362 | 1997-02-08 | 000002597726 |  | ERP-MM-DC1 | 2011-12-17 | 20
GT11 | 2210-4-GT11-MBN32AA001 | 2000236476 | 19MBN32AA001 | 19MBN32AA001 | CRUDE F.OIL STR.O/L PRESS REGULATG.VALVE | RMM | GMVL-BA | B | X | 202028362 | 1997-02-08 | 000002597730 |  | ERP-MM-DC1 | 2011-12-17 | 20
GT11 | 2210-4-GT11-MBN32AA002 | 2000236484 | 19MBN32AA002 | 19MBN32AA002 | MAIN FUEL PUMP BYPASS CONTROL VALVE | RMM | GMVL-BA | B | X | 202028362 | 1997-02-08 | 000002597744 |  | ERP-MM-DC1 | 2011-12-17 | 20
GT11 | 2210-4-GT11-MBN32AA003 | 2000236492 | 19MBN32AA003 | 19MBN32AA003 | MAIN FUEL PUMP(BYPASS) SERVO VALVE | RMM | GMVLVE | B | X | 202028362 | 1997-02-08 | 000002597748 |  | ERP-MM-DC1 | 2011-12-17 | 20
GT11 | 2210-4-GT11-MBN32AA101 | 2000236500 | 19MBN32AA101 | 19MBN32AA101 | FUEL HEATER BYPASS(RETURN) VALVE(MOT) | RMM | GMVL-MO | B | X | 202028362 | 1997-02-08 | 000002597762 |  | ERP-MM-DC1 | 2011-12-17 | 20
GT11 | 2210-4-GT11-MBN32AA102 | 2000236508 | 19MBN32AA102 | 19MBN32AA102 | FUEL OIL TRANSFER 3WAY CHANGE OVER VALVE | RMM | GMVL-MO | B | X | 202028362 | 1997-02-08 | 000002597766 |  | ERP-MM-DC1 | 2011-12-17 | 20
GT11 | 2210-4-GT11-MBN32AA301 | 2000236516 | 19MBN32AA301 | 19MBN32AA301 | LIQUID FUEL LP.FILTER PRESS.RELIEF VALVE | RMM | GMVL-RE | C | X | 202028362 | 1997-02-08 | 000002597770 |  | ERP-MM-DC1 | 2011-12-17 | 20
GT11 | 2210-4-GT11-MBN32AA302 | 2000236524 | 19MBN32AA302 | 19MBN32AA302 | LIQUID FUEL LP.FILTER PRESS.RELIEF VALVE | RMM | GMVL-RE | C | X | 202028362 | 1997-02-08 | 000002597784 |  | ERP-MM-DC1 | 2011-12-17 | 20
GT11 | 2210-4-GT11-MBN32AA303 | 2000236532 | 19MBN32AA303 | 19MBN32AA303 | SAFETY RELIEF VALVE FOR FO.SCR.DISC.FLTR | RMM | GMVL-RE | C | X | 202028362 | 1997-02-08 | 000002597788 |  | ERP-MM-DC1 | 2011-12-17 | 20
GT11 | 2210-4-GT11-MBN32AA304 | 2000236540 | 19MBN32AA304 | 19MBN32AA304 | FO.SCRPR.DISC.FILTER SAFETY RELIEF VALVE | RMM | GMVL-RE | C | X | 202028362 | 1997-02-08 | 000002597802 |  | ERP-MM-DC1 | 2011-12-17 | 20
GT11 | 2210-4-GT11-MBN32AA305 | 2000236548 | 19MBN32AA305 | 19MBN32AA305 | MAIN FUEL PUMP PRESSURE RELIEF VALVE | RMM | GMVL-RE | C | X | 202028362 | 1997-02-08 | 000002597806 |  | ERP-MM-DC1 | 2011-12-17 | 20
GT11 | 2210-4-GT11-MBN32AA502 | 2000236556 | 19MBN32AA502 | 19MBN32AA502 | EXHAUST FRAME FALSE START DRAIN VALVE | RMM | GMVLVE | B | X | 202028362 | 1997-02-08 | 000002597810 |  | ERP-MM-DC1 | 2011-12-17 | 20
GT11 | 2210-4-GT11-MBN32AA503 | 2000236564 | 19MBN32AA503 | 19MBN32AA503 | COMBUSTN.WRAPPER FALSE START DRAIN VALVE | RMM | GMVLVE | B | X | 202028362 | 1997-02-08 | 000002597824 |  | ERP-MM-DC1 | 2011-12-17 | 20
GT11 | 2210-4-GT11-MBN32AA504 | 2000236572 | 19MBN32AA504 | 19MBN32AA504 | DRAIN VALVE EXHAUST PLENUM | RMM | GMVLVE | B | X | 202028362 | 1997-02-08 | 000002597828 |  | ERP-MM-DC1 | 2011-12-17 | 20
GT11 | 2210-4-GT11-MBN32AA601 | 2000236580 | 19MBN32AA601 | 19MBN32AA601 | LIQUID FUEL NOZZLE-1 CHECK VALVE | RMM | GMVLVE | C | X | 202028362 | 1997-02-08 | 000002597842 |  | ERP-MM-DC1 | 2011-12-17 | 20
GT11 | 2210-4-GT11-MBN32AA602 | 2000236588 | 19MBN32AA602 | 19MBN32AA602 | LQUID FUEL NOZZLE-2 CHECK VALVE | RMM | GMVLVE | C | X | 202028362 | 1997-02-08 | 000002597846 |  | ERP-MM-DC1 | 2011-12-17 | 20
GT11 | 2210-4-GT11-MBN32AA603 | 2000236596 | 19MBN32AA603 | 19MBN32AA603 | LIQUID FUEL NOZZLE-3 CHECK VALVE | RMM | GMVLVE | C | X | 202028362 | 1997-02-08 | 000002597850 |  | ERP-MM-DC1 | 2011-12-17 | 20
GT11 | 2210-4-GT11-MBN32AA604 | 2000236604 | 19MBN32AA604 | 19MBN32AA604 | LIQUID FUEL NOZZLE-4 CHECK VALVE | RMM | GMVLVE | C | X | 202028362 | 1997-02-08 | 000002597864 |  | ERP-MM-DC1 | 2011-12-17 | 20
GT11 | 2210-4-GT11-MBN32AA605 | 2000236612 | 19MBN32AA605 | 19MBN32AA605 | LIQUID FUEL NOZZLE-5 CHECK VALVE | RMM | GMVLVE | C | X | 202028362 | 1997-02-08 | 000002597868 |  | ERP-MM-DC1 | 2011-12-17 | 20
GT11 | 2210-4-GT11-MBN32AA606 | 2000236620 | 19MBN32AA606 | 19MBN32AA606 | LIQUID FUEL NOZZLE-6 CHECK VALVE | RMM | GMVLVE | C | X | 202028362 | 1997-02-08 | 000002597882 |  | ERP-MM-DC1 | 2011-12-17 | 20
GT11 | 2210-4-GT11-MBN32AA607 | 2000236628 | 19MBN32AA607 | 19MBN32AA607 | LIQUID FUEL NOZZLE-7 CHECK VALVE | RMM | GMVLVE | C | X | 202028362 | 1997-02-08 | 000002597886 |  | ERP-MM-DC1 | 2011-12-17 | 20
GT11 | 2210-4-GT11-MBN32AA608 | 2000236636 | 19MBN32AA608 | 19MBN32AA608 | LIQUID FUEL NOZZLE-8 CHECK VALVE | RMM | GMVLVE | C | X | 202028362 | 1997-02-08 | 000002597890 |  | ERP-MM-DC1 | 2011-12-17 | 20
GT11 | 2210-4-GT11-MBN32AA609 | 2000236644 | 19MBN32AA609 | 19MBN32AA609 | LIQUID FUEL NOZZLE-9 CHECK VALVE | RMM | GMVLVE | C | X | 202028362 | 1997-02-08 | 000002597904 |  | ERP-MM-DC1 | 2011-12-17 | 20
GT11 | 2210-4-GT11-MBN32AA610 | 2000236652 | 19MBN32AA610 | 19MBN32AA610 | LIQUID FUEL NOZZLE-10 CHECK VALVE | RMM | GMVLVE | C | X | 202028362 | 1997-02-08 | 000002597908 |  | ERP-MM-DC1 | 2011-12-17 | 20
GT11 | 2210-4-GT11-MBN32AA701 | 2000236660 | 19MBN32AA701 | 19MBN32AA701 | CRUDE FUEL OIL STRAINER-INLET VALVE | RMM | GMVLVE | B | X | 202028362 | 1997-02-08 | 000002597922 |  | ERP-MM-DC1 | 2011-12-17 | 20
GT11 | 2210-4-GT11-MBN32AA702 | 2000236668 | 19MBN32AA702 | 19MBN32AA702 | LIQUID FUEL FILTER TRANSFER VALVE(6PORT) | RMM | GMVLVE | C | X | 202028362 | 1997-02-08 | 000002597926 |  | ERP-MM-DC1 | 2011-12-17 | 20
GT11 | 2210-4-GT11-MBN32AA703 | 2000236676 | 19MBN32AA703 | 19MBN32AA703 | MAIN LIQUID FUEL PUMP SUCTION VALVE | RMM | GMVLVE | B | X | 202028362 | 1997-02-08 | 000002597930 |  | ERP-MM-DC1 | 2011-12-17 | 20
GT11 | 2210-4-GT11-MBN32AA704 | 2000236684 | 19MBN32AA704 | 19MBN32AA704 | SEC.FUEL OIL FILTER TRANSFER VALVE | RMM | GMVLVE | B | X | 202028362 | 1997-02-08 | 000002597944 |  | ERP-MM-DC1 | 2011-12-17 | 20
GT11 | 2210-4-GT11-MBN32AA705 | 2000236692 | 19MBN32AA705 | 19MBN32AA705 | HYD.TRIP VALVE FOR LIQUID FUEL STOP V/V | RMM | GMVLVE | B | X | 202028362 | 1997-02-08 | 000002597948 |  | ERP-MM-DC1 | 2011-12-17 | 20
GT11 | 2210-4-GT11-MBN32AA801 | 2000236700 | 19MBN32AA801 | 19MBN32AA801 | CRUDE F.OIL STOP SOLENOID VALVE | RMM | GMVL-SL | C | X | 202028362 | 1997-02-08 | 000002597962 |  | ERP-MM-DC1 | 2011-12-17 | 20
GT11 | 2210-4-GT11-MBN32AA802 | 2000236708 | 19MBN32AA802 | 19MBN32AA802 | MAIN LIQUD.FUEL PUMP CLUTCH SOLENOID V/V | RMM | GMVL-SL | C | X | 202028362 | 1997-02-08 | 000002597966 |  | ERP-MM-DC1 | 2011-12-17 | 20
GT11 | 2210-4-GT11-MBN32AA803 | 2000236716 | 19MBN32AA803 | 19MBN32AA803 | SOLENOID VALVE FOR LIQUID FUEL STOP V/V | RMM | GMVL-SL | C | X | 202028362 | 1997-02-08 | 000002597970 |  | ERP-MM-DC1 | 2011-12-17 | 20
GT11 | 2210-4-GT11-MBN32AN001-M01 | 2000236724 | 19MBN32AN001-M01 | 19MBN32AN001-M01 | HP FUEL FILTER UNIT VENT FAN MOTOR | RME | GEMOTR | C | X | 202028362 | 1997-02-08 | 000002597984 |  | ERP-MM-DC1 | 2011-12-17 | 20
GT11 | 2210-4-GT11-MBN32AP001 | 2000236732 | 19MBN32AP001 | 19MBN32AP001 | MAIN LIQUID FUEL PUMP | RMM | GMPUMP | B | X | 202028362 | 1997-02-08 | 000002597988 |  | ERP-MM-DC1 | 2011-12-17 | 20
GT11 | 2210-4-GT11-MBN32AP001-M01 | 2000236740 | 19MBN32AP001-M01 | 19MBN32AP001-M01 | MAIN LIQUID FUEL PUMP - MOTOR | RME | GEMOTR | B | X | 202028362 | 1997-02-08 | 000002598002 |  | ERP-MM-DC1 | 2011-12-17 | 20
GT11 | 2210-4-GT11-MBN32AT001 | 2000236748 | 19MBN32AT001 | 19MBN32AT001 | CRUDE FUEL OIL STRAINER-A BEFORE PRV. | RMM | GMSTRN | B | X | 202028362 | 1997-02-08 | 000002598006 |  | ERP-MM-DC1 | 2011-12-17 | 20
GT11 | 2210-4-GT11-MBN32AT002 | 2000236756 | 19MBN32AT002 | 19MBN32AT002 | CRUDE FUEL OIL STRAINER-B BEFORE PRV. | RMM | GMFILT | B | X | 202028362 | 1997-02-08 | 000002598010 |  | ERP-MM-DC1 | 2011-12-17 | 20
GT11 | 2210-4-GT11-MBN32AT003 | 2000236764 | 19MBN32AT003 | 19MBN32AT003 | LIQUID FUEL SCRAPPER DISC FILTER-1 | RMM | GMFILT | B | X | 202028362 | 1997-02-08 | 000002598024 |  | ERP-MM-DC1 | 2011-12-17 | 20
GT11 | 2210-4-GT11-MBN32AT003-M01 | 2000236772 | 19MBN32AT003-M01 | 19MBN32AT003-M01 | LIQUID FUEL SCRAPPER DISC FILTER 1-MOTOR | RME | GEMOTR | B | X | 202028362 | 1997-02-08 | 000002598028 |  | ERP-MM-DC1 | 2011-12-17 | 20
GT11 | 2210-4-GT11-MBN32AT004 | 2000236780 | 19MBN32AT004 | 19MBN32AT004 | LIQUID FUEL SCRAPER DISC FILTER-2 | RMM | GMFILT | B | X | 202028362 | 1997-02-08 | 000002598042 |  | ERP-MM-DC1 | 2011-12-17 | 20
GT11 | 2210-4-GT11-MBN32AT004-M01 | 2000236788 | 19MBN32AT004-M01 | 19MBN32AT004-M01 | LIQ.FUEL SCRAPPER DISC FILTER-2 MOTOR | RME | GEMOTR | B | X | 202028362 | 1997-02-08 | 000002598046 |  | ERP-MM-DC1 | 2011-12-17 | 20
GT11 | 2210-4-GT11-MBN32AT005 | 2000236796 | 19MBN32AT005 | 19MBN32AT005 | LIQUID FUEL PRIMARY(LOW PR)FUEL FILTER-1 | RMM | GMFILT | B | X | 202028362 | 1997-02-08 | 000002598050 |  | ERP-MM-DC1 | 2011-12-17 | 20
GT11 | 2210-4-GT11-MBN32AT006 | 2000236804 | 19MBN32AT006 | 19MBN32AT006 | LIQUID FUEL PRIMARY(LOW PR)FUEL FILTER-2 | RMM | GMFILT | B | X | 202028362 | 1997-02-08 | 000002598064 |  | ERP-MM-DC1 | 2011-12-17 | 20
GT11 | 2210-4-GT11-MBN32AT007 | 2000236812 | 19MBN32AT007 | 19MBN32AT007 | SECONDARY (HIGH PRESS) FUEL FILTER-A | RMM | GMFILT | B | X | 202028362 | 1997-02-08 | 000002598068 |  | ERP-MM-DC1 | 2011-12-17 | 20
GT11 | 2210-4-GT11-MBN32AT008 | 2000236820 | 19MBN32AT008 | 19MBN32AT008 | SECONDARY (HIGH PRESS) FUEL FILTER-B | RMM | GMFILT | B | X | 202028362 | 1997-02-08 | 000002598082 |  | ERP-MM-DC1 | 2011-12-17 | 20
GT11 | 2210-4-GT11-MBN32AV | 2000236828 | 19MBN32AV | 19MBN32AV | LIQUID FUEL NOZZLES (1 TO 10) | RMM | GMNOZL | B | X | 202028362 | 1997-02-08 | 000002598086 |  | ERP-MM-DC1 | 2011-12-17 | 20
GT11 | 2210-4-GT11-MBN32CF001 | 2000236836 | 19MBN32CF001 | 19MBN32CF001 | FUEL OIL FLOW DIVIDER | RMM | GMFLWD | B | X | 202028362 | 1997-02-08 | 000002598090 |  | ERP-MM-DC1 | 2011-12-17 | 20
GT11 | 2210-4-GT11-MBN32CF002 | 2000236844 | 19MBN32CF002 | 19MBN32CF002 | CRUDE FUEL OIL FLOW METER | RMM | GMFLWD | B | X | 202028362 | 1997-02-08 | 000002598104 |  | ERP-MM-DC1 | 2011-12-17 | 20
GT11 | 2210-4-GT11-MBN32CP001 | 2000236852 | 19MBN32CP001 | 19MBN32CP001 | CRUDE F.OIL STRAINER DIFF.PRESS.INDICATR | RMI | GIIN-PR | C | X | 202028362 | 1997-02-08 | 000002598108 |  | ERP-MM-DC1 | 2011-12-17 | 20
GT11 | 2210-4-GT11-MBN32CP002 | 2000236860 | 19MBN32CP002 | 19MBN32CP002 | CRUDE FUEL OIL PRESSURE SWITCH AFT.FM. | RMI | GISW-CN | C | X | 202028362 | 1997-02-08 | 000002598122 |  | ERP-DLGN-EAA | 2013-03-05 | 20
GT11 | 2210-4-GT11-MBN32CP003 | 2000236868 | 19MBN32CP003 | 19MBN32CP003 | LIQUID FUEL LP.FILTR.DIFF.PRESS.SWITCH | RMI | GISW-CN | C | X | 202028362 | 1997-02-08 | 000002598126 |  | ERP-DLGN-EAA | 2013-03-05 | 20
GT11 | 2210-4-GT11-MBN32CP004 | 2000236876 | 19MBN32CP004 | 19MBN32CP004 | SEC.FUEL OIL FILTER DIFF.PRESS.SWITCH | RMI | GISW-CN | C | X | 202028362 | 1997-02-08 | 000002598130 |  | ERP-DLGN-EAA | 2013-03-05 | 20
GT11 | 2210-4-GT11-MBN32CT001 | 2000236884 | 19MBN32CT001 | 19MBN32CT001 | CRUDE F.OIL STRAINER O/L TEMP.TRANSMITER | RMI | GIEL-TE | C | X | 202028362 | 1997-02-08 | 000002598144 |  | ERP-MM-DC1 | 2011-12-17 | 20
GT11 | 2210-4-GT11-MBR00 | 2000236892 | 19MBR00 | 19MBR00 | LOCAL INSTRUMENTS - GROUPED | RMI | GIELMT | C | X | 202028362 | 1997-02-08 | 000002598148 |  | ERP-MM-DC1 | 2011-12-17 | 20
GT11 | 2210-4-GT11-MBR00CP001 | 2000236900 | 19MBR00CP001 | 19MBR00CP001 | DIVERTER DAMPER, PRESSURE INSTRUMENTS | RMI | GISW-CN | C | X | 202028362 | 1997-02-08 | 000002598162 |  | ERP-DLGN-EAA | 2013-03-05 | 20
GT11 | 2210-4-GT11-MBR10AA001 | 2000236908 | 19MBR10AA001 | 19MBR10AA001 | DIVERTER DAMPER & ACTUATOR | RMM | GMDAMP | B | X | 202028362 | 1997-02-08 | 000002598166 |  | ERP-MM-DC1 | 2011-12-17 | 20
GT11 | 2210-4-GT11-MBR10AA001-M01 | 2000236916 | 19MBR10AA001-M01 | 19MBR10AA001-M01 | DIVERTER DAMPER ACTUATOR MOTOR | RME | GEMOTR | B | X | 202028362 | 1997-02-08 | 000002598170 |  | ERP-MM-DC1 | 2011-12-17 | 20
GT11 | 2210-4-GT11-MBR10AB001 | 2000236924 | 19MBR10AB001 | 19MBR10AB001 | DIVERTER INLET EXPANSION JOINT | RMM | GMEXJT | C | X | 202028362 | 1997-02-08 | 000002598184 |  | ERP-MM-DC1 | 2011-12-17 | 20
GT11 | 2210-4-GT11-MBR10BF001 | 2000236932 | 19MBR10BF001 | 19MBR10BF001 | EXHAUST BYPASS SYSTEM |  |  | C | X | 202028362 | 1997-02-08 | 000002598188 |  | ERP-MM-DC1 | 2011-12-17 | 20
GT11 | 2210-4-GT11-MBR10BR001 | 2000236940 | 19MBR10BR001 | 19MBR10BR001 | TURBINE TO DIVERTER DUCT | RMM | GMDUCT | C | X | 202028362 | 1997-02-08 | 000002598202 |  | ERP-MM-DC1 | 2011-12-17 | 20
GT11 | 2210-4-GT11-MBR10CG | 2000236948 | 19MBR10CG | 19MBR10CG | DIVERTER DAMPER LIMIT SWITCHS-GROUP | RMI | GISW-LM | C | X | 202028362 | 1997-02-08 | 000002598206 |  | ERP-MM-DC1 | 2011-12-17 | 20
GT11 | 2210-4-GT11-MBR10CG001 | 2000236956 | 19MBR10CG001 | 19MBR10CG001 | DIVERTER DAMPER, POSITION TRANSMITTER | RMM | GMASHT | C | X | 202028362 | 1997-02-08 | 000002598210 |  | ERP-MM-DC1 | 2011-12-17 | 20
GT11 | 2210-4-GT11-MBR10CG01 | 2000236964 | 19MBR10CG01 | 19MBR10CG01 | DIVERTER DAMPER POSITION TRANSMITTER | RMM | GMASHT | C | X | 202028362 | 1997-02-08 | 000002598224 |  | ERP-MM-DC1 | 2011-12-17 | 20
GT11 | 2210-4-GT11-MBR10CL001 | 2000236972 | 19MBR10CL001 | 19MBR10CL001 | DIVERTER DAMPER, LIMIT SWITCH | RMI | GISW-LM | C | X | 202028362 | 1997-02-08 | 000002598228 |  | ERP-MM-DC1 | 2011-12-17 | 20
GT11 | 2210-4-GT11-MBR10CT001 | 2000236980 | 19MBR10CT001 | 19MBR10CT001 | TURBINE EXHAUST TEMPERATURE THERMOCOUPLE | RMI | GITHRC | C | X | 202028362 | 1997-02-08 | 000002598242 |  | ERP-MM-DC1 | 2011-12-17 | 20
GT11 | 2210-4-GT11-MBR10GA001 | 2000236988 | 19MBR10GA001 | 19MBR10GA001 | SEALING AIR FAN SKID JUNCTION BOX | RME | GEBO-CN | C | X | 202028362 | 1997-02-08 | 000002598246 |  | ERP-MM-DC1 | 2011-12-17 | 20
GT11 | 2210-4-GT11-MBR10GH001 | 2000236996 | 19MBR10GH001 | 19MBR10GH001 | DIVERTER DAMPER LOCAL CONTROL PANEL | RME | GEPANL | C | X | 202028362 | 1997-02-08 | 000002598250 |  | ERP-MM-DC1 | 2011-12-17 | 20
GT11 | 2210-4-GT11-MBR20AB001 | 2000237004 | 19MBR20AB001 | 19MBR20AB001 | BYPASS EXPANSION JOINT | RMM | GMEXJT | C | X | 202028362 | 1997-02-08 | 000002598264 |  | ERP-MM-DC1 | 2011-12-17 | 20
GT11 | 2210-4-GT11-MBR20BR001 | 2000237012 | 19MBR20BR001 | 19MBR20BR001 | DIVERTER TO BYPASS DUCT | RMM | GMDUCT | C | X | 202028362 | 1997-02-08 | 000002598268 |  | ERP-MM-DC1 | 2011-12-17 | 20
GT11 | 2210-4-GT11-MBR20BR002 | 2000237020 | 19MBR20BR002 | 19MBR20BR002 | BYPAS STACK | RMM | GMDUCT | C | X | 202028362 | 1997-02-08 | 000002598282 |  | ERP-MM-DC1 | 2011-12-17 | 20
GT11 | 2210-4-GT11-MBR20BS001 | 2000237028 | 19MBR20BS001 | 19MBR20BS001 | BYPASS EXHAUST GAS SILENCER | RMM | GMSLNR | C | X | 202028362 | 1997-02-08 | 000002598286 |  | ERP-MM-DC1 | 2011-12-17 | 20
GT11 | 2210-4-GT11-MBR20CP001 | 2000237036 | 19MBR20CP001 | 19MBR20CP001 | BEARING SEALING AIR PRESSURE SWITCH | RMI | GISW-CN | C | X | 202028362 | 1997-02-08 | 000002598290 |  | ERP-DLGN-EAA | 2013-03-05 | 20
GT11 | 2210-4-GT11-MBR30AE001 | 2000237044 | 19MBR30AE001 | 19MBR30AE001 | BLANKING PLATE HOIST | RMM | GMHOST | C | X | 202028362 | 1997-02-08 | 000002598304 |  | ERP-MM-DC1 | 2011-12-17 | 20
GT11 | 2210-4-GT11-MBR30AE001-M01 | 2000237052 | 19MBR30AE001-M01 | 19MBR30AE001-M01 | BLANKING PLATE HOIST MOTOR | RME | GEMOTR | C | X | 202028362 | 1997-02-08 | 000002598308 |  | ERP-MM-DC1 | 2011-12-17 | 20
GT11 | 2210-4-GT11-MBR30AE001-M02 | 2000237060 | 19MBR30AE001-M02 | 19MBR30AE001-M02 | BLANKING PLATE TROLLEY MOTOR | RME | GEMOTR | C | X | 202028362 | 1997-02-08 | 000002598322 |  | ERP-MM-DC1 | 2011-12-17 | 20
GT11 | 2210-4-GT11-MBR30BR001 | 2000237068 | 19MBR30BR001 | 19MBR30BR001 | DIVERTER TO HRSG DUCT | RMM | GMDUCT | C | X | 202028362 | 1997-02-08 | 000002598326 |  | ERP-MM-DC1 | 2011-12-17 | 20
GT11 | 2210-4-GT11-MBR30CP001 | 2000237076 | 19MBR30CP001 | 19MBR30CP001 | SEALING AIR DIFF. PRESSURE SWITCH "B" | RMI | GISW-CN | C | X | 202028362 | 1997-02-08 | 000002598330 |  | ERP-DLGN-EAA | 2013-03-05 | 20
GT11 | 2210-4-GT11-MBR30CP002 | 2000237084 | 19MBR30CP002 | 19MBR30CP002 | EXHAUST DUCT PRESSURE SWITCH | RMI | GISW-CN | C | X | 202028362 | 1997-02-08 | 000002598344 |  | ERP-DLGN-EAA | 2013-03-05 | 20
GT11 | 2210-4-GT11-MBR31AN001 | 2000237092 | 19MBR31AN001 | 19MBR31AN001 | DIVERTER DAMPER SEALING AIR FAN-A | RMM | GMFAN | B | X | 202028362 | 1997-02-08 | 000002598348 |  | ERP-MM-DC1 | 2011-12-17 | 20
GT11 | 2210-4-GT11-MBR31AN001-M01 | 2000237100 | 19MBR31AN001-M01 | 19MBR31AN001-M01 | DIVERTER DAMPER SEALING AIR FAN-A MOTOR | RME | GEMOTR | B | X | 202028362 | 1997-02-08 | 000002598362 |  | ERP-MM-DC1 | 2011-12-17 | 20
GT11 | 2210-4-GT11-MBR32AN001 | 2000237108 | 19MBR32AN001 | 19MBR32AN001 | DIVERTER DAMPER SEALING AIR FAN-B | RMM | GMFAN | B | X | 202028362 | 1997-02-08 | 000002598366 |  | ERP-MM-DC1 | 2011-12-17 | 20
GT11 | 2210-4-GT11-MBR32AN001-M01 | 2000237116 | 19MBR32AN001-M01 | 19MBR32AN001-M01 | DIVERTER DAMPER AIR FAN-B MOTOR | RME | GEMOTR | B | X | 202028362 | 1997-02-08 | 000002598370 |  | ERP-MM-DC1 | 2011-12-17 | 20
GT11 | 2210-4-GT11-MBR40AA003 | 2000237124 | 19MBR40AA003 | 19MBR40AA003 | SEALING VALVE-A | RMM | GMVLVE | B | X | 202028362 | 1997-02-08 | 000002598394 |  | ERP-MM-DC1 | 2011-12-17 | 20
GT11 | 2210-4-GT11-MBR40AA003-M01 | 2000237132 | 19MBR40AA003-M01 | 19MBR40AA003-M01 | SEALING AIR VALVE-A ACTUATOR MOTOR | RME | GEMOTR | B | X | 202028362 | 1997-02-08 | 000002598398 |  | ERP-MM-DC1 | 2011-12-17 | 20
GT11 | 2210-4-GT11-MBR40AA004 | 2000237140 | 19MBR40AA004 | 19MBR40AA004 | SEALING AIR VALVE-B | RMM | GMVLVE | B | X | 202028362 | 1997-02-08 | 000002598402 |  | ERP-MM-DC1 | 2011-12-17 | 20
GT11 | 2210-4-GT11-MBR40AA004-M01 | 2000237148 | 19MBR40AA004-M01 | 19MBR40AA004-M01 | SEALING AIR VALVE-B ACTUATOR MOTOR | RME | GEMOTR | B | X | 202028362 | 1997-02-08 | 000002598406 |  | ERP-MM-DC1 | 2011-12-17 | 20
GT11 | 2210-4-GT11-MBR40AB001 | 2000237156 | 19MBR40AB001 | 19MBR40AB001 | DIVERTER DAMPER OUTLET EXPANSION JOINT | RMM | GMEXJT | C | X | 202028362 | 1997-02-08 | 000002598410 |  | ERP-MM-DC1 | 2011-12-17 | 20
GT11 | 2210-4-GT11-MBR40BR001 | 2000237164 | 19MBR40BR001 | 19MBR40BR001 | DIVERTER DAMPER O/L HRSG INLET DUCT | RMM | GMDUCT | C | X | 202028362 | 1997-02-08 | 000002598434 |  | ERP-MM-DC1 | 2011-12-17 | 20
GT11 | 2210-4-GT11-MBR40CP001 | 2000237172 | 19MBR40CP001 | 19MBR40CP001 | DIV.DAMPER SEALING AIR PRESS.TRANSMITTER | RMI | GIXM-DP | C | X | 202028362 | 1997-02-08 | 000002598438 |  | ERP-MM-DC1 | 2011-12-17 | 20
GT11 | 2210-4-GT11-MBU10AA301 | 2000237180 | 19MBU10AA301 | 19MBU10AA301 | FUEL ADDITIVE PUMP-A PRESS.RELIEF VALVE | RMM | GMVL-RE | B | X | 202028362 | 1997-02-08 | 000002598442 |  | ERP-MM-DC1 | 2011-12-17 | 20
GT11 | 2210-4-GT11-MBU10AA302 | 2000237188 | 19MBU10AA302 | 19MBU10AA302 | FUEL ADDITIVE PUMP-B PRESS.RELIEF VALVE | RMM | GMVL-RE | B | X | 202028362 | 1997-02-08 | 000002598446 |  | ERP-MM-DC1 | 2011-12-17 | 20
GT11 | 2210-4-GT11-MBU10AP001 | 2000237196 | 19MBU10AP001 | 19MBU10AP001 | FUEL ADDITIVE PUMP-A | RMM | GMPUMP | B | X | 202028362 | 1997-02-08 | 000002598450 |  | ERP-MM-DC1 | 2011-12-17 | 20
GT11 | 2210-4-GT11-MBU10AP001-M01 | 2000237204 | 19MBU10AP001-M01 | 19MBU10AP001-M01 | FUEL ADDITIVE PUMP-A MOTOR | RME | GEMOTR | B | X | 202028362 | 1997-02-08 | 000002598474 |  | ERP-MM-DC1 | 2011-12-17 | 20
GT11 | 2210-4-GT11-MBU10AP002 | 2000237212 | 19MBU10AP002 | 19MBU10AP002 | FUEL ADDITIVE PUMP-B | RMM | GMPUMP | B | X | 202028362 | 1997-02-08 | 000002598478 |  | ERP-MM-DC1 | 2011-12-17 | 20
GT11 | 2210-4-GT11-MBU10AP002-M01 | 2000237220 | 19MBU10AP002-M01 | 19MBU10AP002-M01 | FUEL ADDITIVE PUMP-B MOTOR | RME | GEMOTR | B | X | 202028362 | 1997-02-08 | 000002598482 |  | ERP-MM-DC1 | 2011-12-17 | 20
GT11 | 2210-4-GT11-MBU10AP003 | 2000237228 | 19MBU10AP003 | 19MBU10AP003 | VANADIUM INHIBITION PUMP-A | RMM | GMPUMP | B | X | 202028362 | 1997-02-08 | 000002598486 |  | ERP-MM-DC1 | 2011-12-17 | 20
GT11 | 2210-4-GT11-MBU10AP003-M01 | 2000237236 | 19MBU10AP003-M01 | 19MBU10AP003-M01 | VANADIUM INHIBITN.PUMP FL.RATE SER.MOTOR | RME | GEMOTR | C | X | 202028362 | 1997-02-08 | 000002598490 |  | ERP-MM-DC1 | 2011-12-17 | 20
GT11 | 2210-4-GT11-MBU10AP004 | 2000237244 | 19MBU10AP004 | 19MBU10AP004 | VANADIUM INHIBITION PUMP-B | RMM | GMPUMP | C | X | 202028362 | 1997-02-08 | 000002598514 |  | ERP-MM-DC1 | 2011-12-17 | 20
GT11 | 2210-4-GT11-MBU10AP004-M01 | 2000237252 | 19MBU10AP004-M01 | 19MBU10AP004-M01 | VANADIUM INHIBITN.PUMP FL.RATE SER.MOTOR | RME | GEMOTR | C | X | 202028362 | 1997-02-08 | 000002598518 |  | ERP-MM-DC1 | 2011-12-17 | 20
GT11 | 2210-4-GT11-MBU10CP001 | 2000237260 | 19MBU10CP001 | 19MBU10CP001 | LOW FUEL ADDITIVE FLOW SWITCH | RMI | GISW-FLW | C | X | 202028362 | 1997-02-08 | 000002598522 |  | ERP-MM-DC1 | 2011-12-17 | 20
GT11 | 2210-4-GT11-MBV10 | 2000237268 | 19MBV10 | 19MBV10 | MIST ELIMINATOR | RMM | GMSPRT | C | X | 202028362 | 1997-02-08 | 000002598526 |  | ERP-MM-DC1 | 2011-12-17 | 20
GT11 | 2210-4-GT11-MBV10AA001 | 2000237276 | 19MBV10AA001 | 19MBV10AA001 | BEARING HEADER PRESSURE REGULATING VALVE | RMM | GMVL-BA | C | X | 202028362 | 1997-02-08 | 000002598530 |  | ERP-MM-DC1 | 2011-12-17 | 20
GT11 | 2210-4-GT11-MBV10AA301 | 2000237284 | 19MBV10AA301 | 19MBV10AA301 | MAIN LUBE OIL PUMP DISCH.PRESS.RLF.VALVE | RMM | GMVL-RE | C | X | 202028362 | 1997-02-08 | 000002598554 |  | ERP-MM-DC1 | 2011-12-17 | 20
GT11 | 2210-4-GT11-MBV10AC001 | 2000237292 | 19MBV10AC001 | 19MBV10AC001 | LUBE OIL HEAT EXCHANGER-A | RMM | GMEX-HE | B | X | 202028362 | 1997-02-08 | 000002598558 |  | ERP-MM-DC1 | 2011-12-17 | 20
GT11 | 2210-4-GT11-MBV10AC002 | 2000237300 | 19MBV10AC002 | 19MBV10AC002 | LUBE OIL HEAT EXCHAGNER-B | RMM | GMEX-HE | B | X | 202028362 | 1997-02-08 | 000002598562 |  | ERP-MM-DC1 | 2011-12-17 | 20
GT11 | 2210-4-GT11-MBV10AP001 | 2000237308 | 19MBV10AP001 | 19MBV10AP001 | AUXILIARY LUBE OIL PUMP | RMM | GMPUMP | B | X | 202028362 | 1997-02-08 | 000002598566 |  | ERP-MM-DC1 | 2011-12-17 | 20
GT11 | 2210-4-GT11-MBV10AP001-M01 | 2000237316 | 19MBV10AP001-M01 | 19MBV10AP001-M01 | AUXILIARY LUBE OIL PUMP-MOTOR | RME | GEMOTR | B | X | 202028362 | 1997-02-08 | 000002598570 |  | ERP-MM-DC1 | 2011-12-17 | 20
GT11 | 2210-4-GT11-MBV10AP002 | 2000237324 | 19MBV10AP002 | 19MBV10AP002 | EMERGENCY LUBE OIL PUMP | RMM | GMPUMP | B | X | 202028362 | 1997-02-08 | 000002598594 |  | ERP-MM-DC1 | 2011-12-17 | 20
GT11 | 2210-4-GT11-MBV10AP002-M01 | 2000237332 | 19MBV10AP002-M01 | 19MBV10AP002-M01 | EMERGENCY LUBE OIL PUMP-MOTOR | RME | GEMOTR | B | X | 202028362 | 1997-02-08 | 000002598598 |  | ERP-MM-DC1 | 2011-12-17 | 20
GT11 | 2210-4-GT11-MBV10AP003 | 2000237340 | 19MBV10AP003 | 19MBV10AP003 | MAIN LUBE OIL PUMP | RMM | GMPUMP | B | X | 202028362 | 1997-02-08 | 000002598602 |  | ERP-MM-DC1 | 2011-12-17 | 20
GT11 | 2210-4-GT11-MBV10AT001 | 2000237348 | 19MBV10AT001 | 19MBV10AT001 | LUBE OIL MIST SEPERATOR | RMM | GMSPRT | B | X | 202028362 | 1997-02-08 | 000002598606 |  | ERP-MM-DC1 | 2011-12-17 | 20
GT11 | 2210-4-GT11-MBV10AT001-M01 | 2000237356 | 19MBV10AT001-M01 | 19MBV10AT001-M01 | LUBE OIL MIST SEPARATOR-MOTOR | RME | GEMOTR | B | X | 202028362 | 1997-02-08 | 000002598610 |  | ERP-MM-DC1 | 2011-12-17 | 20
GT11 | 2210-4-GT11-MBV10AT002 | 2000237364 | 19MBV10AT002 | 19MBV10AT002 | MAIN LUBE OIL FILTER | RMM | GMFILT | B | X | 202028362 | 1997-02-08 | 000002598634 |  | ERP-MM-DC1 | 2011-12-17 | 20
GT11 | 2210-4-GT11-MBV10BB001 | 2000237372 | 19MBV10BB001 | 19MBV10BB001 | LUBE OIL RESERVOIR 8705L | RMM | GMTANK | B | X | 202028362 | 1997-02-08 | 000002598638 |  | ERP-MM-DC1 | 2011-12-17 | 20
GT11 | 2210-4-GT11-MBV10BB001KC01 | 2000237380 | 19MBV10BB001KC01 | 19MBV10BB001KC01 | IMMERSION HEATER-1 FOR LUBE OIL TANK | RME | GEHTR | B | X | 202028362 | 1997-02-08 | 000002598642 |  | ERP-MM-DC1 | 2011-12-17 | 20
GT11 | 2210-4-GT11-MBV10BB001KC02 | 2000237388 | 19MBV10BB001KC02 | 19MBV10BB001KC02 | IMMERSION HEATER-2 FOR LUBE OIL TANK | RME | GEHTR | B | X | 202028362 | 1997-02-08 | 000002598646 |  | ERP-MM-DC1 | 2011-12-17 | 20
GT11 | 2210-4-GT11-MBV10CL001 | 2000237396 | 19MBV10CL001 | 19MBV10CL001 | LUBE OIL TANK LEVEL HIGH ALARM | RMI | GIIN-LV | C | X | 202028362 | 1997-02-08 | 000002598650 |  | ERP-MM-DC1 | 2011-12-17 | 20
GT11 | 2210-4-GT11-MBV10CL002 | 2000237404 | 19MBV10CL002 | 19MBV10CL002 | LUBE OIL TANK LEVEL LOW ALARM | RMI | GIIN-LV | C | X | 202028362 | 1997-02-08 | 000002598674 |  | ERP-MM-DC1 | 2011-12-17 | 20
GT11 | 2210-4-GT11-MBV10CP001 | 2000237412 | 19MBV10CP001 | 19MBV10CP001 | LOW LUBE OIL PRESS-AUX.PUMP START | RMI | GISW-CN | C | X | 202028362 | 1997-02-08 | 000002598678 |  | ERP-DLGN-EAA | 2013-03-05 | 20
GT11 | 2210-4-GT11-MBV10CP002 | 2000237420 | 19MBV10CP002 | 19MBV10CP002 | LOW LUBE OIL PRESS-EMERG.PUMP START | RMI | GISW-CN | C | X | 202028362 | 1997-02-08 | 000002598682 |  | ERP-DLGN-EAA | 2013-03-05 | 20
GT11 | 2210-4-GT11-MBV10CP003 | 2000237428 | 19MBV10CP003 | 19MBV10CP003 | MAIN LUBE OIL FILTER DIFF.PRESSURE-ALARM | RMI | GISW-CN | C | X | 202028362 | 1997-02-08 | 000002598686 |  | ERP-DLGN-EAA | 2013-03-05 | 20
GT11 | 2210-4-GT11-MBV10CT001 | 2000237436 | 19MBV10CT001 | 19MBV10CT001 | LUBE OIL TANK TEMPERATURE-NORMAL | RMI | GIEL-TE | C | X | 202028362 | 1997-02-08 | 000002598690 |  | ERP-MM-DC1 | 2011-12-17 | 20
GT11 | 2210-4-GT11-MBV10CT002 | 2000237444 | 19MBV10CT002 | 19MBV10CT002 | LUBE OIL HDR.HIGH TEMPERATURE TRIP | RMI | GIEL-TE | C | X | 202028362 | 1997-02-08 | 000002598714 |  | ERP-MM-DC1 | 2011-12-17 | 20
GT11 | 2210-4-GT11-MBV10CT003 | 2000237452 | 19MBV10CT003 | 19MBV10CT003 | LUBE OIL HDR.HIGH TEMPERATURE TRIP | RMI | GIEL-TE | C | X | 202028362 | 1997-02-08 | 000002598718 |  | ERP-MM-DC1 | 2011-12-17 | 20
GT11 | 2210-4-GT11-MBV10CT004 | 2000237460 | 19MBV10CT004 | 19MBV10CT004 | LUBE OIL HDR HIGH TEMPERATURE ALARM | RMI | GIEL-TE | C | X | 202028362 | 1997-02-08 | 000002598722 |  | ERP-MM-DC1 | 2011-12-17 | 20
GT11 | 2210-4-GT11-MBV10CT005 | 2000237468 | 19MBV10CT005 | 19MBV10CT005 | LUBE OIL TANK TEMPERATURE SWITCH | RMI | GISW-TE | C | X | 202028362 | 1997-02-08 | 000002598726 |  | ERP-MM-DC1 | 2011-12-17 | 20
GT11 | 2210-4-GT11-MBV10CT006 | 2000237476 | 19MBV10CT006 | 19MBV10CT006 | THERMOCOUPLE IN LO HEADER FOR BEARING | RMI | GITHRC | C | X | 202028362 | 1997-02-08 | 000002598730 |  | ERP-MM-DC1 | 2011-12-17 | 20
GT11 | 2210-4-GT11-MBV10CT007 | 2000237484 | 19MBV10CT007 | 19MBV10CT007 | THERMOCOUPLE-TURB.JRNL1/THRST BRG.LO DRN | RMI | GITHRC | C | X | 202028362 | 1997-02-08 | 000002598754 |  | ERP-MM-DC1 | 2011-12-17 | 20
GT11 | 2210-4-GT11-MBV10CT008 | 2000237492 | 19MBV10CT008 | 19MBV10CT008 | THERMOCOUPLE-TURB.JRNL.BEARING2 LO DRAIN | RMI | GITHRC | C | X | 202028362 | 1997-02-08 | 000002598758 |  | ERP-MM-DC1 | 2011-12-17 | 20
GT11 | 2210-4-GT11-MBV10CT009 | 2000237500 | 19MBV10CT009 | 19MBV10CT009 | THERMOCOUPLE-TURB.JRNL.BEARING3 LO DRAIN | RMI | GITHRC | C | X | 202028362 | 1997-02-08 | 000002598762 |  | ERP-MM-DC1 | 2011-12-17 | 20
GT11 | 2210-4-GT11-MBV10CT010 | 2000237508 | 19MBV10CT010 | 19MBV10CT010 | THERMOCOUPLE-GENR.JRNL.BEARING1 LO DRAIN | RMI | GITHRC | C | X | 202028362 | 1997-02-08 | 000002598766 |  | ERP-MM-DC1 | 2011-12-17 | 20
GT11 | 2210-4-GT11-MBV10CT011 | 2000237516 | 19MBV10CT011 | 19MBV10CT011 | THERMOCOUPLE-GENR.JRNL.BEARING2 LO DRAIN | RMI | GITHRC | C | X | 202028362 | 1997-02-08 | 000002598770 |  | ERP-MM-DC1 | 2011-12-17 | 20
GT11 | 2210-4-GT11-MBV80AN001 | 2000237524 | 19MBV80AN001 | 19MBV80AN001 | (CT) LUBRICATING OIL DEMISTER |  |  | C | X | 202028362 | 1997-02-08 | 000002598794 |  | ERP-MM-DC1 | 2011-12-17 | 20
GT11 | 2210-4-GT11-MBX10 | 2000237532 | 19MBX10 | 19MBX10 | GAUGE PANEL ASSEMBLY | RME | GEPANL | C | X | 202028362 | 1997-02-08 | 000002598798 |  | ERP-MM-DC1 | 2011-12-17 | 20
GT11 | 2210-4-GT11-MBX10AA001 | 2000237540 | 19MBX10AA001 | 19MBX10AA001 | MAIN HYD.OIL SUPPLY PUMP COMPENSATOR | RMM | GMVL-BA | C | X | 202028362 | 1997-02-08 | 000002598802 |  | ERP-MM-DC1 | 2011-12-17 | 20
GT11 | 2210-4-GT11-MBX10AA002 | 2000237547 | 19MBX10AA002 | 19MBX10AA002 | AUX. HYD.OIL SUPPLY PUMP COMPENSATOR | RMM | GMVL-BA | C | X | 202028362 | 1997-02-08 | 000002598805 |  | ERP-MM-DC1 | 2011-12-17 | 20
GT11 | 2210-4-GT11-MBX10AA301 | 2000237555 | 19MBX10AA301 | 19MBX10AA301 | HYD.OIL SYSTEM AIR BLEED VALVE (MAIN) | RMM | GMVL-RE | C | X | 202028362 | 1997-02-08 | 000002598809 |  | ERP-MM-DC1 | 2011-12-17 | 20
GT11 | 2210-4-GT11-MBX10AA302 | 2000237563 | 19MBX10AA302 | 19MBX10AA302 | HYD. OIL SYSTEM AIR BLEED VALVE (AUX) | RMM | GMVL-RE | C | X | 202028362 | 1997-02-08 | 000002598833 |  | ERP-MM-DC1 | 2011-12-17 | 20
GT11 | 2210-4-GT11-MBX10AA303 | 2000237571 | 19MBX10AA303 | 19MBX10AA303 | MAIN HYD.OIL SUPPLY PUMP PRESS RLF.VALVE | RMM | GMVL-RE | C | X | 202028362 | 1997-02-08 | 000002598837 |  | ERP-MM-DC1 | 2011-12-17 | 20
GT11 | 2210-4-GT11-MBX10AA304 | 2000237579 | 19MBX10AA304 | 19MBX10AA304 | AUX. HYD.OIL SUPPLY PUMP PRESS RLF.VALVE | RMM | GMVL-RE | C | X | 202028362 | 1997-02-08 | 000002598841 |  | ERP-MM-DC1 | 2011-12-17 | 20
GT11 | 2210-4-GT11-MBX10AA601 | 2000237587 | 19MBX10AA601 | 19MBX10AA601 | HYD.OIL PUMP CHECK VALVE (MAIN) | RMM | GMVLVE | C | X | 202028362 | 1997-02-08 | 000002598845 |  | ERP-MM-DC1 | 2011-12-17 | 20
GT11 | 2210-4-GT11-MBX10AA602 | 2000237595 | 19MBX10AA602 | 19MBX10AA602 | HYD.OIL PUMP CHECK VALVE (AUX) | RMM | GMVLVE | C | X | 202028362 | 1997-02-08 | 000002598849 |  | ERP-MM-DC1 | 2011-12-17 | 20
GT11 | 2210-4-GT11-MBX10AA701 | 2000237603 | 19MBX10AA701 | 19MBX10AA701 | HYD.OIL FILTER TRANSFER VALVE | RMM | GMVLVE | C | X | 202028362 | 1997-02-08 | 000002598873 |  | ERP-MM-DC1 | 2011-12-17 | 20
GT11 | 2210-4-GT11-MBX10AP001 | 2000237611 | 19MBX10AP001 | 19MBX10AP001 | MAIN HYDRAULIC OIL SUPPLY PUMP | RMM | GMPUMP | B | X | 202028362 | 1997-02-08 | 000002598877 |  | ERP-MM-DC1 | 2011-12-17 | 20
GT11 | 2210-4-GT11-MBX10AP002 | 2000237619 | 19MBX10AP002 | 19MBX10AP002 | AUX. HYDRAULIC OIL SUPPLY PUMP | RMM | GMPUMP | B | X | 202028362 | 1997-02-08 | 000002598881 |  | ERP-MM-DC1 | 2011-12-17 | 20
GT11 | 2210-4-GT11-MBX10AP002-M01 | 2000237627 | 19MBX10AP002-M01 | 19MBX10AP002-M01 | AUX. HYDRAULIC OIL SUPPLY PUMP-MOTOR | RME | GEMOTR | B | X | 202028362 | 1997-02-08 | 000002598885 |  | ERP-MM-DC1 | 2011-12-17 | 20
GT11 | 2210-4-GT11-MBX10AT001 | 2000237635 | 19MBX10AT001 | 19MBX10AT001 | HYD.OIL SUPPLY FILTER-A | RMM | GMFILT | B | X | 202028362 | 1997-02-08 | 000002598889 |  | ERP-MM-DC1 | 2011-12-17 | 20
GT11 | 2210-4-GT11-MBX10AT002 | 2000237643 | 19MBX10AT002 | 19MBX10AT002 | HYD.OIL SUPPLY FILTER-B | RMM | GMFILT | B | X | 202028362 | 1997-02-08 | 000002598913 |  | ERP-MM-DC1 | 2011-12-17 | 20
GT11 | 2210-4-GT11-MBX10AT003 | 2000237651 | 19MBX10AT003 | 19MBX10AT003 | IGV SERVO HYD. OIL SUPPLY FILTER | RMM | GMFILT | C | X | 202028362 | 1997-02-08 | 000002598917 |  | ERP-MM-DC1 | 2011-12-17 | 20
GT11 | 2210-4-GT11-MBX10BB001 | 2000237659 | 19MBX10BB001 | 19MBX10BB001 | HYD.OIL ACCUMULATOR-A | RMM | GMACCM | B | X | 202028362 | 1997-02-08 | 000002598921 |  | ERP-MM-DC1 | 2011-12-17 | 20
GT11 | 2210-4-GT11-MBX10BB002 | 2000237667 | 19MBX10BB002 | 19MBX10BB002 | HYD.OIL ACCUMULATOR-B | RMM | GMACCM | B | X | 202028362 | 1997-02-08 | 000002598925 |  | ERP-MM-DC1 | 2011-12-17 | 20
GT11 | 2210-4-GT11-MBX10CP001 | 2000237675 | 19MBX10CP001 | 19MBX10CP001 | HYD.OIL FILTER DIFF.PRESSURE ALARM | RMI | GISW-CN | C | X | 202028362 | 1997-02-08 | 000002598929 |  | ERP-DLGN-EAA | 2013-03-05 | 20
GT11 | 2210-4-GT11-MBX10CP002 | 2000237683 | 19MBX10CP002 | 19MBX10CP002 | HYD.OIL SUPPLY PRESSURE ALARM | RMI | GISW-CN | C | X | 202028362 | 1997-02-08 | 000002598953 |  | ERP-DLGN-EAA | 2013-03-05 | 20
GT11 | 2210-4-GT11-MKA10 | 2000237691 | 19MKA10 | 19MKA10 | COMBUSTION TURBINE GENERATOR | RME | GEGENR | C | X | 202028362 | 1997-02-08 | 000002598957 |  | ERP-MM-DC1 | 2011-12-17 | 20
GT11 | 2210-4-GT11-MKA10AC001 | 2000237699 | 19MKA10AC001 | 19MKA10AC001 | GENERATOR SPACE HEATER | RME | GEHTR | B | X | 202028362 | 1997-02-08 | 000002598961 |  | ERP-MM-DC1 | 2011-12-17 | 20
GT11 | 2210-4-GT11-MKA10AC002 | 2000237707 | 19MKA10AC002 | 19MKA10AC002 | GENERATOR SPACE HEATER | RME | GEHTR | B | X | 202028362 | 1997-02-08 | 000002598965 |  | ERP-MM-DC1 | 2011-12-17 | 20
GT11 | 2210-4-GT11-MKA10AC003 | 2000237715 | 19MKA10AC003 | 19MKA10AC003 | GENERATOR SPACE HEATER | RME | GEHTR | B | X | 202028362 | 1997-02-08 | 000002598969 |  | ERP-MM-DC1 | 2011-12-17 | 20
GT11 | 2210-4-GT11-MKA10CS004A | 2000237723 | 19MKA10CS004A | 19MKA10CS004A | VIBRATION SENSOR GENERATOR | RMI | GIDTCT | C | X | 202028362 | 1997-02-08 | 000002598993 |  | ERP-MM-DC1 | 2011-12-17 | 20
GT11 | 2210-4-GT11-MKA10CS004B | 2000237731 | 19MKA10CS004B | 19MKA10CS004B | VIBRATION SENSOR GENERATOR | RMI | GIDTCT | C | X | 202028362 | 1997-02-08 | 000002598997 |  | ERP-MM-DC1 | 2011-12-17 | 20
GT11 | 2210-4-GT11-MKA10CS005A | 2000237739 | 19MKA10CS005A | 19MKA10CS005A | VIBRATION SENSOR GENERATOR | RMI | GIDTCT | C | X | 202028362 | 1997-02-08 | 000002599001 |  | ERP-MM-DC1 | 2011-12-17 | 20
GT11 | 2210-4-GT11-MKA10CS091 | 2000237747 | 19MKA10CS091 | 19MKA10CS091 | VIBRATION SENSOR GENERATOR COUPLING END | RMI | GIDTCT | C | X | 202028362 | 1997-02-08 | 000002599005 |  | ERP-MM-DC1 | 2011-12-17 | 20
GT11 | 2210-4-GT11-MKA10CS092 | 2000237755 | 19MKA10CS092 | 19MKA10CS092 | VIBRATION SENSOR GENERATOR COUPLING END | RMI | GIDTCT | C | X | 202028362 | 1997-02-08 | 000002599009 |  | ERP-MM-DC1 | 2011-12-17 | 20
GT11 | 2210-4-GT11-MKA10CS101 | 2000237763 | 19MKA10CS101 | 19MKA10CS101 | VIBRATION SENSOR(NON CONT)GEN.COLLCT.END | RMI | GIDTCT | C | X | 202028362 | 1997-02-08 | 000002599033 |  | ERP-MM-DC1 | 2011-12-17 | 20
GT11 | 2210-4-GT11-MKA10CS102 | 2000237771 | 19MKA10CS102 | 19MKA10CS102 | VIBRATION SENSOR(NON CONT)GEN.COLLCT.END | RMI | GIDTCT | C | X | 202028362 | 1997-02-08 | 000002599037 |  | ERP-MM-DC1 | 2011-12-17 | 20
GT11 | 2210-4-GT11-MKD10 | 2000237779 | 19MKD10 | 19MKD10 | GENERATOR JOURNAL BEARING #1 | RMM | GMBRNG | C | X | 202028362 | 1997-02-08 | 000002599041 |  | ERP-MM-DC1 | 2011-12-17 | 20
GT11 | 2210-4-GT11-MKD10AN001 | 2000237787 | 19MKD10AN001 | 19MKD10AN001 | GENERATOR BEARING SEALING EVAC.FAN | RMM | GMFAN | C | X | 202028362 | 1997-02-08 | 000002599045 |  | ERP-MM-DC1 | 2011-12-17 | 20
GT11 | 2210-4-GT11-MKD10AN001-M01 | 2000237795 | 19MKD10AN001-M01 | 19MKD10AN001-M01 | GENRATOR BEARING SEALING EVAC.FAN MOTOR | RME | GEMOTR | C | X | 202028362 | 1997-02-08 | 000002599049 |  | ERP-MM-DC1 | 2011-12-17 | 20
GT11 | 2210-4-GT11-MKD10CT001 | 2000237803 | 19MKD10CT001 | 19MKD10CT001 | GENERATOR BEARING #1 METAL TEMPERATURE | RMI | GIEL-TE | C | X | 202028362 | 1997-02-08 | 000002599073 |  | ERP-MM-DC1 | 2011-12-17 | 20
GT11 | 2210-4-GT11-MKD20 | 2000237811 | 19MKD20 | 19MKD20 | GENERATOR JOURNAL BEARING #2 | RMM | GMBRNG | C | X | 202028362 | 1997-02-08 | 000002599077 |  | ERP-MM-DC1 | 2011-12-17 | 20
GT11 | 2210-4-GT11-MKD20CT001 | 2000237819 | 19MKD20CT001 | 19MKD20CT001 | GENERATOR BEARING #2 METAL TEMPERATURE | RMI | GIEL-TE | C | X | 202028362 | 1997-02-08 | 000002599081 |  | ERP-MM-DC1 | 2011-12-17 | 20
GT11 | 2210-4-GT11-MKDCT001 | 2000237827 | 19MKDCT001 | 19MKDCT001 | GENERATOR TEMPERATURE - COLD GAS | RMI | GIEL-TE | C | X | 202028362 | 1997-02-08 | 000002599085 |  | ERP-MM-DC1 | 2011-12-17 | 20
GT11 | 2210-4-GT11-MKDCT002 | 2000237835 | 19MKDCT002 | 19MKDCT002 | GENERATOR TEMPERATURE - HOT AIR | RMI | GIEL-TE | C | X | 202028362 | 1997-02-08 | 000002599089 |  | ERP-MM-DC1 | 2011-12-17 | 20
GT11 | 2210-4-GT11-MKDCT003 | 2000237843 | 19MKDCT003 | 19MKDCT003 | GENERATOR TEMP - STATOR COLLECTOR END | RMI | GIEL-TE | C | X | 202028362 | 1997-02-08 | 000002599113 |  | ERP-MM-DC1 | 2011-12-17 | 20
GT11 | 2210-4-GT11-MKDCT004 | 2000237851 | 19MKDCT004 | 19MKDCT004 | GENERATOR TEMP - STATOR COUPLING END | RMI | GIEL-TE | C | X | 202028362 | 1997-02-08 | 000002599117 |  | ERP-MM-DC1 | 2011-12-17 | 20
GT11 | 2210-4-GT11-MKG10AT001 | 2000237859 | 19MKG10AT001 | 19MKG10AT001 | GENERATOR SELF-CLEANING FILTER | RMM | GMFILT | C | X | 202028362 | 1997-02-08 | 000002599121 |  | ERP-MM-DC1 | 2011-12-17 | 20
GT11 | 2210-4-GT11-MKY30 | 2000237867 | 19MKY30 | 19MKY30 | GENERATOR AUXILIARY COMPARTMENT |  |  | C | X | 202028362 | 1997-02-08 | 000002599125 |  | ERP-MM-DC1 | 2011-12-17 | 20
GT11 | 2210-4-GT11-PGA50AA601 | 2000237875 | 19PGA50AA601 | 19PGA50AA601 | COOLG.WATER PUMP-1 DISCHARGE CHECK VALVE | RMM | GMVLVE | C | X | 202028362 | 1997-02-08 | 000002599129 |  | ERP-MM-DC1 | 2011-12-17 | 20
GT11 | 2210-4-GT11-PGA50AA602 | 2000237883 | 19PGA50AA602 | 19PGA50AA602 | COOLG.WATER PUMP-2 DISCHARGE CHECK VALVE | RMM | GMVLVE | C | X | 202028362 | 1997-02-08 | 000002599153 |  | ERP-MM-DC1 | 2011-12-17 | 20
GT11 | 2210-4-GT11-PGA50AA700 | 2000237891 | 19PGA50AA700 | 19PGA50AA700 | COOLG.WATER PUMP SUCT.STR.INLET VALVE | RMM | GMVLVE | C | X | 202028362 | 1997-02-08 | 000002599157 |  | ERP-MM-DC1 | 2011-12-17 | 20
GT11 | 2210-4-GT11-PGA50AA701 | 2000237899 | 19PGA50AA701 | 19PGA50AA701 | COOLG.WATER PUMP-1 SUCTION VALVE | RMM | GMVLVE | B | X | 202028362 | 1997-02-08 | 000002599161 |  | ERP-MM-DC1 | 2011-12-17 | 20
GT11 | 2210-4-GT11-PGA50AA702 | 2000237907 | 19PGA50AA702 | 19PGA50AA702 | COOLG.WATER PUMP-2 SUCTION VALVE | RMM | GMVLVE | B | X | 202028362 | 1997-02-08 | 000002599165 |  | ERP-MM-DC1 | 2011-12-17 | 20
GT11 | 2210-4-GT11-PGA50AT001 | 2000237915 | 19PGA50AT001 | 19PGA50AT001 | COOLG.WATER PUMP SUCTION STRAINER | RMM | GMSTRN | C | X | 202028362 | 1997-02-08 | 000002599169 |  | ERP-MM-DC1 | 2011-12-17 | 20
GT11 | 2210-4-GT11-PGA50CP001 | 2000237923 | 19PGA50CP001 | 19PGA50CP001 | CW.PUMP DISCH.PRESSURE INDICATOR | RMI | GIIN-PR | C | X | 202028362 | 1997-02-08 | 000002599193 |  | ERP-MM-DC1 | 2011-12-17 | 20
GT11 | 2210-4-GT11-PGA50CT001 | 2000237931 | 19PGA50CT001 | 19PGA50CT001 | COOLING WATER TEMPERATURE INDICATOR | RMI | GIIN-TE | C | X | 202028362 | 1997-02-08 | 000002599197 |  | ERP-MM-DC1 | 2011-12-17 | 20
GT11 | 2210-4-GT11-PGA51AC001 | 2000237939 | 19PGA51AC001 | 19PGA51AC001 | COMBUSTION AUXILIARY FIN FAN COOLER-A | RMM | GMCOLR | B | X | 202028362 | 1997-02-08 | 000002599201 |  | ERP-MM-DC1 | 2011-12-17 | 20
GT11 | 2210-4-GT11-PGA51AC001-M01 | 2000237947 | 19PGA51AC001-M01 | 19PGA51AC001-M01 | COMBUST.TURB.AUX.FIN FAN COOLER -A MOTOR | RME | GEMOTR | B | X | 202028362 | 1997-02-08 | 000002599205 |  | ERP-MM-DC1 | 2011-12-17 | 20
GT11 | 2210-4-GT11-PGA51AN001 | 2000237955 | 19PGA51AN001 | 19PGA51AN001 | FIN TUBE RADIATOR COOLING WATER FAN-1 | RMM | GMFAN | B | X | 202028362 | 1997-02-08 | 000002599209 |  | ERP-MM-DC1 | 2011-12-17 | 20
GT11 | 2210-4-GT11-PGA51AN001-M01 | 2000237963 | 19PGA51AN001-M01 | 19PGA51AN001-M01 | MOTOR FOR FIN TUBE RADIATOR CW.FAN-1 | RME | GEMOTR | B | X | 202028362 | 1997-02-08 | 000002599233 |  | ERP-MM-DC1 | 2011-12-17 | 20
GT11 | 2210-4-GT11-PGA52AC001 | 2000237971 | 19PGA52AC001 | 19PGA52AC001 | COMBUSTION TURBINE AUX. FIN FAN COOLER-B | RMM | GMCOLR | B | X | 202028362 | 1997-02-08 | 000002599237 |  | ERP-MM-DC1 | 2011-12-17 | 20
GT11 | 2210-4-GT11-PGA52AC001-M01 | 2000237979 | 19PGA52AC001-M01 | 19PGA52AC001-M01 | COMBUST.TURB.AUX.FIN FAN COOLER-B MOTOR | RME | GEMOTR | B | X | 202028362 | 1997-02-08 | 000002599241 |  | ERP-MM-DC1 | 2011-12-17 | 20
GT11 | 2210-4-GT11-PGA52AN001 | 2000237987 | 19PGA52AN001 | 19PGA52AN001 | FIN TUBE RADIATOR COOLING WATER FAN-2 | RMM | GMFAN | B | X | 202028362 | 1997-02-08 | 000002599245 |  | ERP-MM-DC1 | 2011-12-17 | 20
GT11 | 2210-4-GT11-PGA52AN001-M01 | 2000237995 | 19PGA52AN001-M01 | 19PGA52AN001-M01 | MOTOR FOR FIN TUBE RADIATOR CW.FAN-2 | RME | GEMOTR | B | X | 202028362 | 1997-02-08 | 000002599249 |  | ERP-MM-DC1 | 2011-12-17 | 20
GT11 | 2210-4-GT11-PGA53AC001 | 2000238003 | 19PGA53AC001 | 19PGA53AC001 | COMBUSTION TURBINE AUX. FIN FAN COOLER-C | RMM | GMCOLR | B | X | 202028362 | 1997-02-08 | 000002599273 |  | ERP-MM-DC1 | 2011-12-17 | 20
GT11 | 2210-4-GT11-PGA53AC001-M01 | 2000238011 | 19PGA53AC001-M01 | 19PGA53AC001-M01 | COMBUST.TURB.AUX.FIN FAN COOLER-C MOTOR | RME | GEMOTR | B | X | 202028362 | 1997-02-08 | 000002599277 |  | ERP-MM-DC1 | 2011-12-17 | 20
GT11 | 2210-4-GT11-PGA53AN001 | 2000238019 | 19PGA53AN001 | 19PGA53AN001 | FIN TUBE RADIATOR COOLING WATER FAN-3 | RMM | GMFAN | B | X | 202028362 | 1997-02-08 | 000002599281 |  | ERP-MM-DC1 | 2011-12-17 | 20
GT11 | 2210-4-GT11-PGA53AN001-M01 | 2000238027 | 19PGA53AN001-M01 | 19PGA53AN001-M01 | MOTOR FOR FIN TUBE RADIATOR CW FAN-3 | RME | GEMOTR | B | X | 202028362 | 1997-02-08 | 000002599285 |  | ERP-MM-DC1 | 2011-12-17 | 20
GT11 | 2210-4-GT11-PGA54AC001 | 2000238035 | 19PGA54AC001 | 19PGA54AC001 | COMBUSTION TURBINE AUX. FIN FAN COOLER-D | RMM | GMCOLR | B | X | 202028362 | 1997-02-08 | 000002599289 |  | ERP-MM-DC1 | 2011-12-17 | 20
GT11 | 2210-4-GT11-PGA54AC001-M01 | 2000238043 | 19PGA54AC001-M01 | 19PGA54AC001-M01 | COMBUST.TURB.AUX.FIN FAN COOLER-D MOTOR | RME | GEMOTR | B | X | 202028362 | 1997-02-08 | 000002599313 |  | ERP-MM-DC1 | 2011-12-17 | 20
GT11 | 2210-4-GT11-PGA54AN001 | 2000238051 | 19PGA54AN001 | 19PGA54AN001 | FIN TUBE RADIATOR COOLING WATER FAN-4 | RMM | GMFAN | B | X | 202028362 | 1997-02-08 | 000002599317 |  | ERP-MM-DC1 | 2011-12-17 | 20
GT11 | 2210-4-GT11-PGA54AN001-M01 | 2000238059 | 19PGA54AN001-M01 | 19PGA54AN001-M01 | MOTOR FOR FIN TUBE RADIATOR CW FAN-4 | RME | GEMOTR | B | X | 202028362 | 1997-02-08 | 000002599321 |  | ERP-MM-DC1 | 2011-12-17 | 20
GT11 | 2210-4-GT11-PGA55AA001 | 2000238067 | 19PGA55AA001 | 19PGA55AA001 | LUBE OIL HEADER TEMP.REGULAING VALVE | RMM | GMVL-BA | B | X | 202028362 | 1997-02-08 | 000002599325 |  | ERP-MM-DC1 | 2011-12-17 | 20
GT11 | 2210-4-GT11-PGA55AA002 | 2000238075 | 19PGA55AA002 | 19PGA55AA002 | ATOM.AIR PRECOOLR.DISCH.AIR TEMP.REG.V/V | RMM | GMVL-BA | B | X | 202028362 | 1997-02-08 | 000002599329 |  | ERP-MM-DC1 | 2011-12-17 | 20
GT11 | 2210-4-GT11-PGA55AA709 | 2000238083 | 19PGA55AA709 | 19PGA55AA709 | FLAME DETECTOR COOL.WATER SUPPLY VALVE | RMM | GMVLVE | C | X | 202028362 | 1997-02-08 | 000002599353 |  | ERP-MM-DC1 | 2011-12-17 | 20
GT11 | 2210-4-GT11-PGA55AA710 | 2000238091 | 19PGA55AA710 | 19PGA55AA710 | FLAME DETECTOR COOL.WATER RETURN VALVE | RMM | GMVLVE | C | X | 202028362 | 1997-02-08 | 000002599357 |  | ERP-MM-DC1 | 2011-12-17 | 20
GT11 | 2210-4-GT11-PGA55BR001 | 2000238099 | 19PGA55BR001 | 19PGA55BR001 | COOL.WATER PIPING FOR TURB.SUPPORT LEGS | RMM | GMPIPE | C | X | 202028362 | 1997-02-08 | 000002599361 |  | ERP-MM-DC1 | 2011-12-17 | 20
GT11 | 2210-4-GT11-PGA71BB001 | 2000238107 | 19PGA71BB001 | 19PGA71BB001 | AUXILIARY WATER HEAD TANK | RMM | GMTANK | B | X | 202028362 | 1997-02-08 | 000002599365 |  | ERP-MM-DC1 | 2011-12-17 | 20
GT11 | 2210-4-GT11-PGA71CL001 | 2000238115 | 19PGA71CL001 | 19PGA71CL001 | AUX.WATER HEAD TANK LEVEL SWITCH | RMI | GISW-LV | C | X | 202028362 | 1997-02-08 | 000002599369 |  | ERP-MM-DC1 | 2011-12-17 | 20
GT11 | 2210-4-GT11-PGC50AP001 | 2000238123 | 19PGC50AP001 | 19PGC50AP001 | COOLING WATER PUMP-A | RMM | GMPUMP | B | X | 202028362 | 1997-02-08 | 000002599393 |  | ERP-MM-DC1 | 2011-12-17 | 20
GT11 | 2210-4-GT11-PGC50AP001-M01 | 2000238131 | 19PGC50AP001-M01 | 19PGC50AP001-M01 | COOLING WATER PUMP-A MOTOR | RME | GEMOTR | B | X | 202028362 | 1997-02-08 | 000002599397 |  | ERP-MM-DC1 | 2011-12-17 | 20
GT11 | 2210-4-GT11-PGC50AP002 | 2000238139 | 19PGC50AP002 | 19PGC50AP002 | COOLING WATER PUMP-B | RMM | GMPUMP | B | X | 202028362 | 1997-02-08 | 000002599401 |  | ERP-MM-DC1 | 2011-12-17 | 20
GT11 | 2210-4-GT11-PGC50AP002-M01 | 2000238147 | 19PGC50AP002-M01 | 19PGC50AP002-M01 | COOLING WATER PUMP-B MOTOR | RME | GEMOTR | B | X | 202028362 | 1997-02-08 | 000002599405 |  | ERP-MM-DC1 | 2011-12-17 | 20
GT11 | 2210-4-GT11-SAD10AH001 | 2000238155 | 19SAD10AH001 | 19SAD10AH001 | SPLIT AIR COND.-1 FOR LOCAL CONTROL ROOM | RMM | GMACU | B | X | 202028362 | 1997-02-08 | 000002599409 |  | ERP-MM-DC1 | 2011-12-17 | 20
GT11 | 2210-4-GT11-SAD10AH002 | 2000238163 | 19SAD10AH002 | 19SAD10AH002 | SPLIT AIR COND.-2 FOR LOCAL CONTROL ROOM | RMM | GMACU | B | X | 202028362 | 1997-02-08 | 000002599433 |  | ERP-MM-DC1 | 2011-12-17 | 20
GT11 | 2210-4-GT11-SAD20AH001 | 2000238171 | 19SAD20AH001 | 19SAD20AH001 | SPLIT AIR COND.-1 FOR GENR.AUX.COMPT. | RMM | GMACU | B | X | 202028362 | 1997-02-08 | 000002599437 |  | ERP-MM-DC1 | 2011-12-17 | 20
GT11 | 2210-4-GT11-SAD20AH002 | 2000238179 | 19SAD20AH002 | 19SAD20AH002 | SPLIT AIR COND.-2 FOR GENR.AUX.COMPT. | RMM | GMACU | B | X | 202028362 | 1997-02-08 | 000002599441 |  | ERP-MM-DC1 | 2011-12-17 | 20
GT11 | 2210-4-GT11-SGJ | 2000238187 | 19SGJ | 19SGJ | (CT) FIRE PROTECTION C02 SKID |  |  | C | X | 202028362 | 1997-02-08 | 000002599445 |  | ERP-MM-DC1 | 2011-12-17 | 20
GT11 | 2210-4-GT11-SGJ10AA301 | 2000238195 | 19SGJ10AA301 | 19SGJ10AA301 | CO2 SYSTEM BLEEDER VALVE | RMM | GMVLVE | B | X | 202028362 | 1997-02-08 | 000002599449 |  | ERP-MM-DC1 | 2011-12-17 | 20
GT11 | 2210-4-GT11-SGJ10AA302 | 2000238203 | 19SGJ10AA302 | 19SGJ10AA302 | CO2 SYSTEM SAFETY RELIEF VALVE | RMM | GMVL-RE | B | X | 202028362 | 1997-02-08 | 000002599473 |  | ERP-MM-DC1 | 2011-12-17 | 20
GT11 | 2210-4-GT11-SGJ10AA303 | 2000238211 | 19SGJ10AA303 | 19SGJ10AA303 | CO2 SYSTEM PRESSURE SAFETY RELIEF VALVE | RMM | GMVL-RE | B | X | 202028362 | 1997-02-08 | 000002599477 |  | ERP-MM-DC1 | 2011-12-17 | 20
GT11 | 2210-4-GT11-SGJ10AN001-M01 | 2000238219 | 19SGJ10AN001-M01 | 19SGJ10AN001-M01 | CO2 REFRIGERATION COMPRESSOR MOTOR | RME | GEMOTR | B | X | 202028362 | 1997-02-08 | 000002599481 |  | ERP-MM-DC1 | 2011-12-17 | 20
GT11 | 2210-4-GT11-SGJ10BB001 | 2000238227 | 19SGJ10BB001 | 19SGJ10BB001 | (CT)FIRE PROTECTION SYS.C02 STORAGE TANK | RMM | GMTANK | B | X | 202028362 | 1997-02-08 | 000002599485 |  | ERP-MM-DC1 | 2011-12-17 | 20
GT11 | 2210-4-GT11-SGY01CR001A | 2000238235 | 19SGY01CR001A | 19SGY01CR001A | FIRE DETECTOR - ACCESSORY COMPARTMENT | RMI | GIDTCT | C | X | 202028362 | 1997-02-08 | 000002599489 |  | ERP-MM-DC1 | 2011-12-17 | 20
GT11 | 2210-4-GT11-SGY01CR001B | 2000238243 | 19SGY01CR001B | 19SGY01CR001B | FIRE DETECTOR - ACCESSORY COMPARTMENT | RMI | GIDTCT | C | X | 202028362 | 1997-02-08 | 000002599513 |  | ERP-MM-DC1 | 2011-12-17 | 20
GT11 | 2210-4-GT11-SGY01CR002 | 2000238251 | 19SGY01CR002 | 19SGY01CR002 | FIRE DETECTOR - GENR.COLLECTOR END | RMI | GIDTCT | C | X | 202028362 | 1997-02-08 | 000002599517 |  | ERP-MM-DC1 | 2011-12-17 | 20
GT11 | 2210-4-GT11-SGY01CR002A | 2000238259 | 19SGY01CR002A | 19SGY01CR002A | FIRE DETECTOR - ACCESSORY COMPARTMENT | RMI | GIDTCT | C | X | 202028362 | 1997-02-08 | 000002599521 |  | ERP-MM-DC1 | 2011-12-17 | 20
GT11 | 2210-4-GT11-SGY01CR002B | 2000238267 | 19SGY01CR002B | 19SGY01CR002B | FIRE DETECTOR - ACCESSORY COMPARTMENT | RMI | GIDTCT | C | X | 202028362 | 1997-02-08 | 000002599525 |  | ERP-MM-DC1 | 2011-12-17 | 20
GT11 | 2210-4-GT11-SGY01CR004A | 2000238275 | 19SGY01CR004A | 19SGY01CR004A | FIRE DETECTOR - GENERATOR COMPARTMENT | RMI | GIDTCT | C | X | 202028362 | 1997-02-08 | 000002599529 |  | ERP-MM-DC1 | 2011-12-17 | 20
GT11 | 2210-4-GT11-SGY01CR004B | 2000238283 | 19SGY01CR004B | 19SGY01CR004B | FIRE DETECTOR - GENERATOR COMPARTMENT | RMI | GIDTCT | C | X | 202028362 | 1997-02-08 | 000002599553 |  | ERP-MM-DC1 | 2011-12-17 | 20
GT11 | 2210-4-GT11-SGY01CR005A | 2000238291 | 19SGY01CR005A | 19SGY01CR005A | FIRE DETECTOR - ACCESSORY COMPARTMENT | RMI | GIDTCT | C | X | 202028362 | 1997-02-08 | 000002599557 |  | ERP-MM-DC1 | 2011-12-17 | 20
GT11 | 2210-4-GT11-SGY01CR005B | 2000238299 | 19SGY01CR005B | 19SGY01CR005B | FIRE DETECTOR - ACCESSORY COMPARTMENT | RMI | GIDTCT | C | X | 202028362 | 1997-02-08 | 000002599561 |  | ERP-MM-DC1 | 2011-12-17 | 20
GT11 | 2210-4-GT11-SGY01CR022A | 2000238307 | 19SGY01CR022A | 19SGY01CR022A | SMOKE DETECTOR - PEECC | RMI | GIDTCT | C | X | 202028362 | 1997-02-08 | 000002599565 |  | ERP-MM-DC1 | 2011-12-17 | 20
GT11 | 2210-4-GT11-SGY01CR022B | 2000238315 | 19SGY01CR022B | 19SGY01CR022B | SMOKE DETECTOR - PEECC | RMI | GIDTCT | C | X | 202028362 | 1997-02-08 | 000002599569 |  | ERP-MM-DC1 | 2011-12-17 | 20
GT11 | 2210-4-GT11-SGY10CR001 | 2000238323 | 19SGY10CR001 | 19SGY10CR001 | COMBUSTIBLE GAS DETECTOR-TURB.COMPARTMT. | RMI | GIDTCT | C | X | 202028362 | 1997-02-08 | 000002599593 |  | ERP-MM-DC1 | 2011-12-17 | 20
GT11 | 2210-4-GT11-SGY10CR001A | 2000238331 | 19SGY10CR001A | 19SGY10CR001A | FIRE DETECTOR - TURBINE COMPARTMENT | RMI | GIDTCT | C | X | 202028362 | 1997-02-08 | 000002599597 |  | ERP-MM-DC1 | 2011-12-17 | 20
GT11 | 2210-4-GT11-SGY10CR001B | 2000238339 | 19SGY10CR001B | 19SGY10CR001B | FIRE DETECTOR - TURBINE COMPARTMENT | RMI | GIDTCT | C | X | 202028362 | 1997-02-08 | 000002599601 |  | ERP-MM-DC1 | 2011-12-17 | 20
GT11 | 2210-4-GT11-SGY10CR002 | 2000238347 | 19SGY10CR002 | 19SGY10CR002 | COMBUSTIBLE GAS DETECTOR-TURB.COMPARTMT. | RMI | GIDTCT | C | X | 202028362 | 1997-02-08 | 000002599605 |  | ERP-MM-DC1 | 2011-12-17 | 20
GT11 | 2210-4-GT11-SGY10CR002A | 2000238355 | 19SGY10CR002A | 19SGY10CR002A | FIRE DETECTOR - TURBINE COMPARTMENT | RMI | GIDTCT | C | X | 202028362 | 1997-02-08 | 000002599609 |  | ERP-MM-DC1 | 2011-12-17 | 20
GT11 | 2210-4-GT11-SGY10CR002B | 2000238363 | 19SGY10CR002B | 19SGY10CR002B | FIRE DETECTOR - TURBINE COMPARTMENT | RMI | GIDTCT | C | X | 202028362 | 1997-02-08 | 000002599633 |  | ERP-MM-DC1 | 2011-12-17 | 20
GT11 | 2210-4-GT11-SGY10CR003A | 2000238371 | 19SGY10CR003A | 19SGY10CR003A | FIRE DETECTOR - TURBINE COMPARTMENT | RMI | GIDTCT | C | X | 202028362 | 1997-02-08 | 000002599637 |  | ERP-MM-DC1 | 2011-12-17 | 20
GT11 | 2210-4-GT11-SGY10CR003B | 2000238379 | 19SGY10CR003B | 19SGY10CR003B | FIRE DETECTOR - TURBINE COMPARTMENT | RMI | GIDTCT | C | X | 202028362 | 1997-02-08 | 000002599641 |  | ERP-MM-DC1 | 2011-12-17 | 20
GT11 | 2210-4-GT11-SGY10CR008A | 2000238387 | 19SGY10CR008A | 19SGY10CR008A | FIRE DETECTOR - #3 BEARING TUNNEL | RMI | GIDTCT | C | X | 202028362 | 1997-02-08 | 000002599645 |  | ERP-MM-DC1 | 2011-12-17 | 20
GT11 | 2210-4-GT11-SGY10CR008B | 2000238395 | 19SGY10CR008B | 19SGY10CR008B | FIRE DETECTOR - #3 BEARING TUNNEL | RMI | GIDTCT | C | X | 202028362 | 1997-02-08 | 000002599649 |  | ERP-MM-DC1 | 2011-12-17 | 20
GT11 | 2210-4-GT11-SGY10CR009A | 2000238403 | 19SGY10CR009A | 19SGY10CR009A | FIRE DETECTOR - LOAD GEAR COMPARTMENT | RMI | GIDTCT | C | X | 202028362 | 1997-02-08 | 000002599673 |  | ERP-MM-DC1 | 2011-12-17 | 20
GT11 | 2210-4-GT11-SGY10CR009B | 2000238411 | 19SGY10CR009B | 19SGY10CR009B | FIRE DETECTOR - LOAD GEAR COMPARTMENT | RMI | GIDTCT | C | X | 202028362 | 1997-02-08 | 000002599677 |  | ERP-MM-DC1 | 2011-12-17 | 20
GT11 | 2210-4-GT11-SGY20CR001 | 2000238419 | 19SGY20CR001 | 19SGY20CR001 | COMBUSTIBLE GAS DETECTOR ACCESS.COMPTMT. | RMI | GIDTCT | C | X | 202028362 | 1997-02-08 | 000002599681 |  | ERP-MM-DC1 | 2011-12-17 | 20
GT11 | 2210-4-GT11-SGY20CR002 | 2000238427 | 19SGY20CR002 | 19SGY20CR002 | COMBUSTIBLE GAS DETECTOR ACCESS.COMPTMT. | RMI | GIDTCT | C | X | 202028362 | 1997-02-08 | 000002599685 |  | ERP-MM-DC1 | 2011-12-17 | 20
GT11 | 2210-4-GT11-UMB10 | 2000238435 | 19UMB10 | 19UMB10 | PACKGD.ELECTRCL&ELECTRONIC CONT.CNTR(LCR |  | GCBUILD | C | X | 202028362 | 1997-02-08 | 000002599689 |  | ERP-MM-DC1 | 2011-12-17 | 20
GT12 | 2210-4-GT12-BAA00GB | 2000238443 | 20BAA00GB | 20BAA00GB | SEGREGATED BUS DUCT-GENERATOR TO BREAKER | RME | GEDU-BU | B | X | 202028363 | 1997-03-08 | 000002599713 |  | ERP-MM-DC1 | 2011-12-17 | 20
GT12 | 2210-4-GT12-BAA00GT | 2000238451 | 20BAA00GT | 20BAA00GT | ISOLATED PHASE BUS DUCT GEN BKR-MAIN TR | RME | GEBUS | B | X | 202028363 | 1997-03-08 | 000002599717 |  | ERP-MM-DC1 | 2011-12-17 | 20
GT12 | 2210-4-GT12-BAA01GT | 2000238459 | 20BAA01GT | 20BAA01GT | ISOL.PHASE BUS DUCT-AUX.TRAFO GT17/18 | RME | GEBUS | B | X | 202028363 | 1997-03-08 | 000002599721 |  | ERP-MM-DC1 | 2011-12-17 | 20
GT12 | 2210-4-GT12-BFA11 | 2000238467 | 20BFA11 | 20BFA11 | 480V BREAKER FOR GT17 BFA11 GH001 | RME | GECB | B | X | 202028363 | 1997-03-08 | 000002599725 |  | ERP-MM-DC1 | 2011-12-17 | 20
GT12 | 2210-4-GT12-BFA11GH001 | 2000238475 | 20BFA11GH001 | 20BFA11GH001 | GASTURBINE17 MCC NO-1 480V | RME | GEPANL | B | X | 202028363 | 1997-03-08 | 000002599729 |  | ERP-MM-DC1 | 2011-12-17 | 20
GT12 | 2210-4-GT12-BFA12 | 2000238483 | 20BFA12 | 20BFA12 | 480V BREAKER FOR GT17 BFA12 GH001 | RME | GECB | B | X | 202028363 | 1997-03-08 | 000002599753 |  | ERP-MM-DC1 | 2011-12-17 | 20
GT12 | 2210-4-GT12-BFA12GH001 | 2000238491 | 20BFA12GH001 | 20BFA12GH001 | GASTURBINE17 MCC NO-2 480V | RME | GEPANL | B | X | 202028363 | 1997-03-08 | 000002599757 |  | ERP-MM-DC1 | 2011-12-17 | 20
GT12 | 2210-4-GT12-BFA20GH001 | 2000238499 | 20BFA20GH001 | 20BFA20GH001 | BYPASS STACK MCC GT17 | RME | GEPANL | B | X | 202028363 | 1997-03-08 | 000002599761 |  | ERP-MM-DC1 | 2011-12-17 | 20
GT12 | 2210-4-GT12-BFB20GH001 | 2000238507 | 20BFB20GH001 | 20BFB20GH001 | BYPASS STACK MCC GT19 | RME | GEPANL | B | X | 202028363 | 1997-03-08 | 000002599765 |  | ERP-MM-DC1 | 2011-12-17 | 20
GT12 | 2210-4-GT12-BHT00GT | 2000238515 | 20BHT00GT | 20BHT00GT | AUX TRAFO 4.16KV/480V TO GT17 FUEL HTRS | RME | GEXF-CU | B | X | 202028363 | 1997-03-08 | 000002599769 |  | ERP-MM-DC1 | 2011-12-17 | 20
GT12 | 2210-4-GT12-BJA20GT001 | 2000238523 | 20BJA20GT001 | 20BJA20GT001 | 15 KVA TRANSFORMER 480-208/120V | RME | GEXFMR | C | X | 202028363 | 1997-03-08 | 000002599793 |  | ERP-MM-DC1 | 2011-12-17 | 20
GT12 | 2210-4-GT12-BTB10 | 2000238531 | 20BTB10 | 20BTB10 | BATTERIES 125V DC | RME | GEBATT | B | X | 202028363 | 1997-03-08 | 000002599797 |  | ERP-MM-DC1 | 2011-12-17 | 20
GT12 | 2210-4-GT12-BTL10GU001 | 2000238539 | 20BTL10GU001 | 20BTL10GU001 | BATTERY CHARGER #1 50A | RME | GEBATT | B | X | 202028363 | 1997-03-08 | 000002599801 |  | ERP-MM-DC1 | 2011-12-17 | 20
GT12 | 2210-4-GT12-BTL10GU002 | 2000238547 | 20BTL10GU002 | 20BTL10GU002 | BATTERY CHARGER #2 50A | RME | GEBATT | B | X | 202028363 | 1997-03-08 | 000002599805 |  | ERP-MM-DC1 | 2011-12-17 | 20
GT12 | 2210-4-GT12-CNA10EM001 | 2000238555 | 20CNA10EM001 | 20CNA10EM001 | CTG MARK V I-PROCESSOR COMPUTER | RMI | GICMPT | B | X | 202028363 | 1997-03-08 | 000002599809 |  | ERP-MM-DC1 | 2011-12-17 | 20
GT12 | 2210-4-GT12-CNA10GH001 | 2000238563 | 20CNA10GH001 | 20CNA10GH001 | CTG MARK V CONTROL PANEL | RME | GEPANL | B | X | 202028363 | 1997-03-08 | 000002599833 |  | ERP-MM-DC1 | 2011-12-17 | 20
GT12 | 2210-4-GT12-CNA10GK001 | 2000238571 | 20CNA10GK001 | 20CNA10GK001 | CTG MARK V I-PROCESSOR MONITOR | RMI | GIMNTR | B | X | 202028363 | 1997-03-08 | 000002599837 |  | ERP-MM-DC1 | 2011-12-17 | 20
GT12 | 2210-4-GT12-CNA10GK002 | 2000238579 | 20CNA10GK002 | 20CNA10GK002 | CTG MARK V SYSTEM PRINTER | RMI | GIPRNT | B | X | 202028363 | 1997-03-08 | 000002599841 |  | ERP-MM-DC1 | 2011-12-17 | 20
GT12 | 2210-4-GT12-CYP10GK001 | 2000238587 | 20CYP10GK001 | 20CYP10GK001 | CCTV FOR IND.SECY-FIXED CAMERA UNIT-C02 | RMI | GICMRA | C | X | 202028363 | 1997-03-08 | 000002599845 |  | ERP-MM-DC1 | 2011-12-17 | 20
GT12 | 2210-4-GT12-CYP20GK001 | 2000238595 | 20CYP20GK001 | 20CYP20GK001 | CCTV FOR IND.SECY-FIXED CAMERA UNIT-C01 | RMI | GICMRA | C | X | 202028363 | 1997-03-08 | 000002599849 |  | ERP-MM-DC1 | 2011-12-17 | 20
GT12 | 2210-4-GT12-EGE10BB001 | 2000238603 | 20EGE10BB001 | 20EGE10BB001 | CTG FUEL DRAIN TANK | RMM | GMTANK | B | X | 202028363 | 1997-03-08 | 000002599863 |  | ERP-MM-DC1 | 2011-12-17 | 20
GT12 | 2210-4-GT12-EGE10CL001 | 2000238611 | 20EGE10CL001 | 20EGE10CL001 | LOCAL INSTRUMENTS | RMI | GISW-LV | B | X | 202028363 | 1997-03-08 | 000002599867 |  | ERP-MM-DC1 | 2011-12-17 | 20
GT12 | 2210-4-GT12-EGE11AP001 | 2000238619 | 20EGE11AP001 | 20EGE11AP001 | CTG FUEL DRAIN PUMP | RMM | GMPUMP | B | X | 202028363 | 1997-03-08 | 000002599881 |  | ERP-MM-DC1 | 2011-12-17 | 20
GT12 | 2210-4-GT12-EGE11AP001-M01 | 2000238627 | 20EGE11AP001-M01 | 20EGE11AP001-M01 | CTG FUEL DRAIN PUMP MOTOR | RME | GEMOTR | B | X | 202028363 | 1997-03-08 | 000002599885 |  | ERP-MM-DC1 | 2011-12-17 | 20
GT12 | 2210-4-GT12-EGT20AC001 | 2000238635 | 20EGT20AC001 | 20EGT20AC001 | FUEL OIL HEATER-A | RME | GEHTR | B | X | 202028363 | 1997-03-08 | 000002599889 |  | ERP-MM-DC1 | 2011-12-17 | 20
GT12 | 2210-4-GT12-EGT21AC001 | 2000238643 | 20EGT21AC001 | 20EGT21AC001 | FUEL OIL HEATER-B | RME | GEHTR | B | X | 202028363 | 1997-03-08 | 000002599903 |  | ERP-MM-DC1 | 2011-12-17 | 20
GT12 | 2210-4-GT12-ERB25AA001 | 2000238651 | 20ERB25AA001 | 20ERB25AA001 | DISTILLATE OIL PRESS.REGULATING VALVE | RMM | GMVL-BA | B | X | 202028363 | 1997-03-08 | 000002599907 |  | ERP-MM-DC1 | 2011-12-17 | 20
GT12 | 2210-4-GT12-ERB25AA801 | 2000238659 | 20ERB25AA801 | 20ERB25AA801 | DISTILLATE FUEL FORWARDG. STOP SOL.VALVE | RMM | GMVL-SL | B | X | 202028363 | 1997-03-08 | 000002599921 |  | ERP-MM-DC1 | 2011-12-17 | 20
GT12 | 2210-4-GT12-ERB25AT001 | 2000238667 | 20ERB25AT001 | 20ERB25AT001 | DISTILLATE OIL STRAINER BEFORE PRV. | RMM | GMSTRN | B | X | 202028363 | 1997-03-08 | 000002599925 |  | ERP-MM-DC1 | 2011-12-17 | 20
GT12 | 2210-4-GT12-ERB25CF001 | 2000238675 | 20ERB25CF001 | 20ERB25CF001 | DISTILLATE FUEL FLOW METER | RMM | GMFLWD | B | X | 202028363 | 1997-03-08 | 000002599929 |  | ERP-MM-DC1 | 2011-12-17 | 20
GT12 | 2210-4-GT12-ERB25CP001 | 2000238683 | 20ERB25CP001 | 20ERB25CP001 | DISTL.OIL STR.DIFF.PR.TRANSMITER BEF.PRV | RMI | GIXM-DP | B | X | 202028363 | 1997-03-08 | 000002599943 |  | ERP-MM-DC1 | 2011-12-17 | 20
GT12 | 2210-4-GT12-ERB25CP002 | 2000238691 | 20ERB25CP002 | 20ERB25CP002 | DISTL.FUEL PRESS.SWITCH.AFTER PRV. | RMI | GISW-CN | C | X | 202028363 | 1997-03-08 | 000002599947 |  | ERP-DLGN-EAA | 2013-03-05 | 20
GT12 | 2210-4-GT12-GKB10BR001 | 2000238699 | 20GKB10BR001 | 20GKB10BR001 | POTABLE WATER PIPING-COMB.TURBINE AREA | RMM | GMPIPE | B | X | 202028363 | 1997-03-08 | 000002599961 |  | ERP-MM-DC1 | 2011-12-17 | 20
GT12 | 2210-4-GT12-MBA | 2000238707 | 20MBA | 20MBA | COMBUSTION TURBINE | RMM | GMTURB | B | X | 202028363 | 1997-03-08 | 000002599965 |  | ERP-MM-DC1 | 2011-12-17 | 20
GT12 | 2210-4-GT12-MBA10 | 2000238715 | 20MBA10 | 20MBA10 | INLET GUIDE VANE SERVO VALVE | RMM | GMVLVE | B | X | 202028363 | 1997-03-08 | 000002599969 |  | ERP-MM-DC1 | 2011-12-17 | 20
GT12 | 2210-4-GT12-MBA10AA701 | 2000238723 | 20MBA10AA701 | 20MBA10AA701 | STARTING ATOM.AIR COMPR.ISOLATION VALVE | RMM | GMVLVE | B | X | 202028363 | 1997-03-08 | 000002599983 |  | ERP-MM-DC1 | 2011-12-17 | 20
GT12 | 2210-4-GT12-MBA10AA702 | 2000238731 | 20MBA10AA702 | 20MBA10AA702 | COMPRESSOR BLEED VALVE-A | RMM | GMVLVE | B | X | 202028363 | 1997-03-08 | 000002599987 |  | ERP-MM-DC1 | 2011-12-17 | 20
GT12 | 2210-4-GT12-MBA10AA703 | 2000238739 | 20MBA10AA703 | 20MBA10AA703 | COMPRESSOR BLEED VALVE-B | RMM | GMVLVE | B | X | 202028363 | 1997-03-08 | 000002600001 |  | ERP-MM-DC1 | 2011-12-17 | 20
GT12 | 2210-4-GT12-MBA10AA704 | 2000238747 | 20MBA10AA704 | 20MBA10AA704 | INLET GUIDE VAN | RMI | GICTLR | B | X | 202028363 | 1997-03-08 | 000002600005 |  | ERP-MM-DC1 | 2011-12-17 | 20
GT12 | 2210-4-GT12-MBA10AA705 | 2000238755 | 20MBA10AA705 | 20MBA10AA705 | INLET GUIDE VANE SERVO VALVE | RMM | GMVLVE | B | X | 202028363 | 1997-03-08 | 000002600009 |  | ERP-MM-DC1 | 2011-12-17 | 20
GT12 | 2210-4-GT12-MBA10AA706 | 2000238763 | 20MBA10AA706 | 20MBA10AA706 | INLET GUIDE VANE DUMP VALVE | RMM | GMVLVE | B | X | 202028363 | 1997-03-08 | 000002600023 |  | ERP-MM-DC1 | 2011-12-17 | 20
GT12 | 2210-4-GT12-MBA10AA801 | 2000238771 | 20MBA10AA801 | 20MBA10AA801 | SOLENOID VALVE FOR AA COMPR.ISOL.V/V | RMM | GMVL-SL | B | X | 202028363 | 1997-03-08 | 000002600027 |  | ERP-MM-DC1 | 2011-12-17 | 20
GT12 | 2210-4-GT12-MBA10AA802 | 2000238779 | 20MBA10AA802 | 20MBA10AA802 | COMPRESSOR BLEED 3-WAY SOLENOID VALVE | RMM | GMVL-SL | B | X | 202028363 | 1997-03-08 | 000002600041 |  | ERP-MM-DC1 | 2011-12-17 | 20
GT12 | 2210-4-GT12-MBA10AA803 | 2000238787 | 20MBA10AA803 | 20MBA10AA803 | TURB.COMPR.I/L GUIDE VAN SOLENOID VALVE | RMM | GMVL-SL | B | X | 202028363 | 1997-03-08 | 000002600045 |  | ERP-MM-DC1 | 2011-12-17 | 20
GT12 | 2210-4-GT12-MBA10AA804 | 2000238795 | 20MBA10AA804 | 20MBA10AA804 | ABRASV.CLEANR.TANK FILLER SOLENOID VALVE | RMM | GMVL-SL | B | X | 202028363 | 1997-03-08 | 000002600049 |  | ERP-MM-DC1 | 2011-12-17 | 20
GT12 | 2210-4-GT12-MBA10AC001 | 2000238803 | 20MBA10AC001 | 20MBA10AC001 | ATOMIZING AIR PRE-COOLER | RMM | GMCOLR | B | X | 202028363 | 1997-03-08 | 000002600063 |  | ERP-MM-DC1 | 2011-12-17 | 20
GT12 | 2210-4-GT12-MBA10AN001 | 2000238811 | 20MBA10AN001 | 20MBA10AN001 | MAIN ATOMISING AIR COMPRESSOR | RMM | GMCMPR | B | X | 202028363 | 1997-03-08 | 000002600067 |  | ERP-MM-DC1 | 2011-12-17 | 20
GT12 | 2210-4-GT12-MBA10AN002 | 2000238819 | 20MBA10AN002 | 20MBA10AN002 | STARTING(BOOSTR)ATOMISING AIR COMPRESSOR | RMM | GMCMPR | B | X | 202028363 | 1997-03-08 | 000002600081 |  | ERP-MM-DC1 | 2011-12-17 | 20
GT12 | 2210-4-GT12-MBA10AN002-M01 | 2000238827 | 20MBA10AN002-M01 | 20MBA10AN002-M01 | STARTING ATOMIZING AIR COMPRESSOR MOTOR | RME | GEMOTR | B | X | 202028363 | 1997-03-08 | 000002600085 |  | ERP-MM-DC1 | 2011-12-17 | 20
GT12 | 2210-4-GT12-MBA10AT001 | 2000238835 | 20MBA10AT001 | 20MBA10AT001 | COMPRESSOR BLEED FILTER | RMM | GMFILT | B | X | 202028363 | 1997-03-08 | 000002600089 |  | ERP-MM-DC1 | 2011-12-17 | 20
GT12 | 2210-4-GT12-MBA10AZ001 | 2000238843 | 20MBA10AZ001 | 20MBA10AZ001 | PRESS.REGULATOR FOR AA COMPR.ISOL. V/V | RMI | GIRGLT | B | X | 202028363 | 1997-03-08 | 000002600103 |  | ERP-MM-DC1 | 2011-12-17 | 20
GT12 | 2210-4-GT12-MBA10AZ002 | 2000238851 | 20MBA10AZ002 | 20MBA10AZ002 | INLET GUIDE VAN HYD.CYLINDER ACTUATOR | RMI | GIACTR | C | X | 202028363 | 1997-03-08 | 000002600107 |  | ERP-MM-DC1 | 2011-12-17 | 20
GT12 | 2210-4-GT12-MBA10BB001-M01 | 2000238859 | 20MBA10BB001-M01 | 20MBA10BB001-M01 | LOW PR. ABRASIVE HOPPER VIBRATION MOTOR | RME | GEMOTR | C | X | 202028363 | 1997-03-08 | 000002600121 |  | ERP-MM-DC1 | 2011-12-17 | 20
GT12 | 2210-4-GT12-MBA10BB002 | 2000238867 | 20MBA10BB002 | 20MBA10BB002 | HIGH PRESS.HOPPER & ILLUMINATOR | RMM | GMHOPR | C | X | 202028363 | 1997-03-08 | 000002600125 |  | ERP-MM-DC1 | 2011-12-17 | 20
GT12 | 2210-4-GT12-MBA10CP001 | 2000238875 | 20MBA10CP001 | 20MBA10CP001 | MAIN AA.COMPR.DIFF.PRESSURE SWITCH | RMI | GISW-CN | C | X | 202028363 | 1997-03-08 | 000002600129 |  | ERP-DLGN-EAA | 2013-03-05 | 20
GT12 | 2210-4-GT12-MBA10CP002 | 2000238883 | 20MBA10CP002 | 20MBA10CP002 | COMPRESSOR DISCH.PRESSURE TRANSMITTER-A | RMI | GIXM-DP | C | X | 202028363 | 1997-03-08 | 000002600153 |  | ERP-MM-DC1 | 2011-12-17 | 20
GT12 | 2210-4-GT12-MBA10CP003 | 2000238891 | 20MBA10CP003 | 20MBA10CP003 | COMPRESSOR DISCH.PRESSURE TRANSMITTER-B | RMI | GIXM-DP | C | X | 202028363 | 1997-03-08 | 000002600157 |  | ERP-MM-DC1 | 2011-12-17 | 20
GT12 | 2210-4-GT12-MBA10CP004 | 2000238899 | 20MBA10CP004 | 20MBA10CP004 | COMPRESSOR DISCH.PRESSURE TRANSMITTER-C | RMI | GIXM-DP | C | X | 202028363 | 1997-03-08 | 000002600161 |  | ERP-MM-DC1 | 2011-12-17 | 20
GT12 | 2210-4-GT12-MBA10CS001A | 2000238907 | 20MBA10CS001A | 20MBA10CS001A | VIBRATION SENSOR TURBINE | RMI | GIDTCT | C | X | 202028363 | 1997-03-08 | 000002600165 |  | ERP-MM-DC1 | 2011-12-17 | 20
GT12 | 2210-4-GT12-MBA10CS001B | 2000238915 | 20MBA10CS001B | 20MBA10CS001B | VIBRATION SENSOR TURBINE | RMI | GIDTCT | C | X | 202028363 | 1997-03-08 | 000002600169 |  | ERP-MM-DC1 | 2011-12-17 | 20
GT12 | 2210-4-GT12-MBA10CS002A | 2000238923 | 20MBA10CS002A | 20MBA10CS002A | VIBRATION SENSOR TURBINE | RMI | GIDTCT | C | X | 202028363 | 1997-03-08 | 000002600193 |  | ERP-MM-DC1 | 2011-12-17 | 20
GT12 | 2210-4-GT12-MBA10CS003A | 2000238931 | 20MBA10CS003A | 20MBA10CS003A | VIBRATION SENSOR TURBINE | RMI | GIDTCT | C | X | 202028363 | 1997-03-08 | 000002600197 |  | ERP-MM-DC1 | 2011-12-17 | 20
GT12 | 2210-4-GT12-MBA10CS003B | 2000238939 | 20MBA10CS003B | 20MBA10CS003B | VIBRATION SENSOR TURBINE | RMI | GIDTCT | C | X | 202028363 | 1997-03-08 | 000002600201 |  | ERP-MM-DC1 | 2011-12-17 | 20
GT12 | 2210-4-GT12-MBA10CT001 | 2000238947 | 20MBA10CT001 | 20MBA10CT001 | COMPRESSOR DISCHARGE THERMOCOUPLE | RMI | GITHRC | C | X | 202028363 | 1997-03-08 | 000002600205 |  | ERP-MM-DC1 | 2011-12-17 | 20
GT12 | 2210-4-GT12-MBA10CT002 | 2000238955 | 20MBA10CT002 | 20MBA10CT002 | COMPRESSOR TEMPERATURE-INLET FLANGE(DTC) | RMI | GIEL-TE | C | X | 202028363 | 1997-03-08 | 000002600209 |  | ERP-MM-DC1 | 2011-12-17 | 20
GT12 | 2210-4-GT12-MBA10CT003 | 2000238963 | 20MBA10CT003 | 20MBA10CT003 | TURBINE TEMPERATURE-INNER BARRAL | RMI | GIEL-TE | C | X | 202028363 | 1997-03-08 | 000002600233 |  | ERP-MM-DC1 | 2011-12-17 | 20
GT12 | 2210-4-GT12-MBA10CT004 | 2000238971 | 20MBA10CT004 | 20MBA10CT004 | TURBINE TEMPERATURE-WHEEL SPACE IST STG. | RMI | GIEL-TE | C | X | 202028363 | 1997-03-08 | 000002600237 |  | ERP-MM-DC1 | 2011-12-17 | 20
GT12 | 2210-4-GT12-MBA10CT005 | 2000238979 | 20MBA10CT005 | 20MBA10CT005 | TURBINE TEMPERATURE-WHEEL SPACE 2ND STG. | RMI | GIEL-TE | C | X | 202028363 | 1997-03-08 | 000002600241 |  | ERP-MM-DC1 | 2011-12-17 | 20
GT12 | 2210-4-GT12-MBA10CT006 | 2000238987 | 20MBA10CT006 | 20MBA10CT006 | TURBINE TEMPERATURE-WHEEL SPACE 3RD STG. | RMI | GIEL-TE | C | X | 202028363 | 1997-03-08 | 000002600245 |  | ERP-MM-DC1 | 2011-12-17 | 20
GT12 | 2210-4-GT12-MBA10CT007 | 2000238995 | 20MBA10CT007 | 20MBA10CT007 | ATOM.AIR COMPRESSOR INLET TEMP.ELEMENT | RMI | GIEL-TE | C | X | 202028363 | 1997-03-08 | 000002600249 |  | ERP-MM-DC1 | 2011-12-17 | 20
GT12 | 2210-4-GT12-MBA10CT008 | 2000239003 | 20MBA10CT008 | 20MBA10CT008 | ATOM.AIR COMPRESSOR INLET TEMP.ELEMENT | RMI | GIEL-TE | C | X | 202028363 | 1997-03-08 | 000002600273 |  | ERP-MM-DC1 | 2011-12-17 | 20
GT12 | 2210-4-GT12-MBB11AA601 | 2000239011 | 20MBB11AA601 | 20MBB11AA601 | TURB.SHELL&EXH.FRAME BLOWER CHECK VALVE1 | RMM | GMVLVE | C | X | 202028363 | 1997-03-08 | 000002600277 |  | ERP-MM-DC1 | 2011-12-17 | 20
GT12 | 2210-4-GT12-MBB11AN001 | 2000239019 | 20MBB11AN001 | 20MBB11AN001 | COMBUSTN.TURBINE EXHAUST FRAME BLOWER-A | RMM | GMBLWR | B | X | 202028363 | 1997-03-08 | 000002600281 |  | ERP-MM-DC1 | 2011-12-17 | 20
GT12 | 2210-4-GT12-MBB11AN001-M01 | 2000239027 | 20MBB11AN001-M01 | 20MBB11AN001-M01 | MOTOR FOR COMB.TURB.EXH.FRAME BLOWER-A | RME | GEMOTR | B | X | 202028363 | 1997-03-08 | 000002600285 |  | ERP-MM-DC1 | 2011-12-17 | 20
GT12 | 2210-4-GT12-MBB11CP001 | 2000239035 | 20MBB11CP001 | 20MBB11CP001 | TURB.SHELL&EXH.FR.BLWR.DSCH.PRESS SWITCH | RMI | GISW-CN | C | X | 202028363 | 1997-03-08 | 000002600289 |  | ERP-DLGN-EAA | 2013-03-05 | 20
GT12 | 2210-4-GT12-MBB12AA601 | 2000239043 | 20MBB12AA601 | 20MBB12AA601 | TURB.SHELL&EXH.FRAME BLOWER CHECK VAVLE2 | RMM | GMVLVE | C | X | 202028363 | 1997-03-08 | 000002600313 |  | ERP-MM-DC1 | 2011-12-17 | 20
GT12 | 2210-4-GT12-MBB12AN001 | 2000239051 | 20MBB12AN001 | 20MBB12AN001 | COMBUSTN.TURBINE EXHAUST FRAME BLOWER-B | RMM | GMBLWR | B | X | 202028363 | 1997-03-08 | 000002600317 |  | ERP-MM-DC1 | 2011-12-17 | 20
GT12 | 2210-4-GT12-MBB12AN001-M01 | 2000239059 | 20MBB12AN001-M01 | 20MBB12AN001-M01 | MOTOR FOR COMB.TURB.EXH.FRAME BLOWER-B | RME | GEMOTR | B | X | 202028363 | 1997-03-08 | 000002600321 |  | ERP-MM-DC1 | 2011-12-17 | 20
GT12 | 2210-4-GT12-MBB12CP001 | 2000239067 | 20MBB12CP001 | 20MBB12CP001 | TURB.SHELL&EXH.FR.BLWR.DSCH.PRESS SWITCH | RMI | GISW-CN | C | X | 202028363 | 1997-03-08 | 000002600325 |  | ERP-DLGN-EAA | 2013-03-05 | 20
GT12 | 2210-4-GT12-MBD10 | 2000239075 | 20MBD10 | 20MBD10 | GAS TURBINE JOURNAL BEARING #1 | RMM | GMBRNG | C | X | 202028363 | 1997-03-08 | 000002600329 |  | ERP-MM-DC1 | 2011-12-17 | 20
GT12 | 2210-4-GT12-MBD10CG301 | 2000239083 | 20MBD10CG301 | 20MBD10CG301 | SHAFT AXIAL POSITION TRANSMITTER - BRG.1 | RMI | GIXMTR | C | X | 202028363 | 1997-03-08 | 000002600353 |  | ERP-MM-DC1 | 2011-12-17 | 20
GT12 | 2210-4-GT12-MBD10CG302 | 2000239091 | 20MBD10CG302 | 20MBD10CG302 | SHAFT AXIAL POSITION TRANSMITTER - BRG.1 | RMI | GIXMTR | C | X | 202028363 | 1997-03-08 | 000002600357 |  | ERP-MM-DC1 | 2011-12-17 | 20
GT12 | 2210-4-GT12-MBD10CT001 | 2000239099 | 20MBD10CT001 | 20MBD10CT001 | TURBINE BEARING#1 METAL TEMPERATURE | RMI | GIEL-TE | C | X | 202028363 | 1997-03-08 | 000002600361 |  | ERP-MM-DC1 | 2011-12-17 | 20
GT12 | 2210-4-GT12-MBD20 | 2000239107 | 20MBD20 | 20MBD20 | GAS TURBINE JOURNAL BEARING #2 | RMM | GMBRNG | C | X | 202028363 | 1997-03-08 | 000002600365 |  | ERP-MM-DC1 | 2011-12-17 | 20
GT12 | 2210-4-GT12-MBD20CT001 | 2000239115 | 20MBD20CT001 | 20MBD20CT001 | TURBINE BEARING#2 METAL TEMPERATURE | RMI | GIEL-TE | C | X | 202028363 | 1997-03-08 | 000002600369 |  | ERP-MM-DC1 | 2011-12-17 | 20
GT12 | 2210-4-GT12-MBD30 | 2000239123 | 20MBD30 | 20MBD30 | GAS TURBINE JOURNAL BEARING #3 | RMM | GMBRNG | C | X | 202028363 | 1997-03-08 | 000002600393 |  | ERP-MM-DC1 | 2011-12-17 | 20
GT12 | 2210-4-GT12-MBD30CT001 | 2000239131 | 20MBD30CT001 | 20MBD30CT001 | TURBINE BEARING#3 METAL TEMPERATURE | RMI | GIEL-TE | C | X | 202028363 | 1997-03-08 | 000002600397 |  | ERP-MM-DC1 | 2011-12-17 | 20
GT12 | 2210-4-GT12-MBD40 | 2000239139 | 20MBD40 | 20MBD40 | GAS TURBINE THRUST BEARING #1 | RMM | GMBRNG | C | X | 202028363 | 1997-03-08 | 000002600401 |  | ERP-MM-DC1 | 2011-12-17 | 20
GT12 | 2210-4-GT12-MBD40CT001 | 2000239147 | 20MBD40CT001 | 20MBD40CT001 | TURBINE THRUST BEARING METAL TEMPERATURE | RMI | GIEL-TE | C | X | 202028363 | 1997-03-08 | 000002600405 |  | ERP-MM-DC1 | 2011-12-17 | 20
GT12 | 2210-4-GT12-MBD50 | 2000239155 | 20MBD50 | 20MBD50 | GAS TURBINE THRUST BEARING #2 | RMM | GMBRNG | C | X | 202028363 | 1997-03-08 | 000002600409 |  | ERP-MM-DC1 | 2011-12-17 | 20
GT12 | 2210-4-GT12-MBH10 | 2000239163 | 20MBH10 | 20MBH10 | COOLING & SEALING AIR SYSTEM INSTRUMENTS |  |  | C | X | 202028363 | 1997-03-08 | 000002600433 |  | ERP-MM-DC1 | 2011-12-17 | 20
GT12 | 2210-4-GT12-MBH10AA001 | 2000239171 | 20MBH10AA001 | 20MBH10AA001 | AIR FILTER BLOWDOWN REGULATOR VALVE | RMM | GMVLVE | B | X | 202028363 | 1997-03-08 | 000002600437 |  | ERP-MM-DC1 | 2011-12-17 | 20
GT12 | 2210-4-GT12-MBH10AA501 | 2000239179 | 20MBH10AA501 | 20MBH10AA501 | AIR PROCESSING UNIT DRAIN VALVE | RMM | GMVLVE | B | X | 202028363 | 1997-03-08 | 000002600441 |  | ERP-MM-DC1 | 2011-12-17 | 20
GT12 | 2210-4-GT12-MBH10AT001 | 2000239187 | 20MBH10AT001 | 20MBH10AT001 | HEATLESS AIR DRIER | RMM | GMDRYR | C | X | 202028363 | 1997-03-08 | 000002600445 |  | ERP-MM-DC1 | 2011-12-17 | 20
GT12 | 2210-4-GT12-MBH10CP001 | 2000239195 | 20MBH10CP001 | 20MBH10CP001 | (AIR DRYER O/L) APU LOW PRESS SWITCH | RMI | GISW-CN | C | X | 202028363 | 1997-03-08 | 000002600449 |  | ERP-DLGN-EAA | 2013-03-05 | 20
GT12 | 2210-4-GT12-MBJ10 | 2000239203 | 20MBJ10 | 20MBJ10 | GAS TURBINE STARTING MOTOR | RME | GEMOTR | B | X | 202028363 | 1997-03-08 | 000002600473 |  | ERP-MM-DC1 | 2011-12-17 | 20
GT12 | 2210-4-GT12-MBJ10AA801 | 2000239211 | 20MBJ10AA801 | 20MBJ10AA801 | TORQUE CONVERTER FILL/DRAIN SOLEND.VALVE | RMM | GMVL-SL | C | X | 202028363 | 1997-03-08 | 000002600477 |  | ERP-MM-DC1 | 2011-12-17 | 20
GT12 | 2210-4-GT12-MBJ10CT001 | 2000239219 | 20MBJ10CT001 | 20MBJ10CT001 | GAS TURB.STARTING MOTOR - STATOR TEMP. | RMI | GIEL-TE | C | X | 202028363 | 1997-03-08 | 000002600481 |  | ERP-MM-DC1 | 2011-12-17 | 20
GT12 | 2210-4-GT12-MBJ10DU001 | 2000239227 | 20MBJ10DU001 | 20MBJ10DU001 | TORQUE CONVERTER | RME | GECNVR | C | X | 202028363 | 1997-03-08 | 000002600485 |  | ERP-MM-DC1 | 2011-12-17 | 20
GT12 | 2210-4-GT12-MBJ10DU001-M01 | 2000239235 | 20MBJ10DU001-M01 | 20MBJ10DU001-M01 | TORQUE CONVERTER STARTING MOTOR | RME | GEMOTR | B | X | 202028363 | 1997-03-08 | 000002600489 |  | ERP-MM-DC1 | 2011-12-17 | 20
GT12 | 2210-4-GT12-MBJ10DU001-M02 | 2000239243 | 20MBJ10DU001-M02 | 20MBJ10DU001-M02 | TORQUE/SPEED ADJUSTER DRIVE MOTOR | RME | GEMOTR | B | X | 202028363 | 1997-03-08 | 000002600513 |  | ERP-MM-DC1 | 2011-12-17 | 20
GT12 | 2210-4-GT12-MBJ10DU001-Q01 | 2000239251 | 20MBJ10DU001-Q01 | 20MBJ10DU001-Q01 | BREAKER FOR TORQUE CONVERTR.STARTG.MOTOR | RME | GECB | B | X | 202028363 | 1997-03-08 | 000002600517 |  | ERP-MM-DC1 | 2011-12-17 | 20
GT12 | 2210-4-GT12-MBJ20AA001 | 2000239259 | 20MBJ20AA001 | 20MBJ20AA001 | HYDRAULIC RATCHET I/L FLOW CONTROL VALVE | RMM | GMVL-BA | B | X | 202028363 | 1997-03-08 | 000002600521 |  | ERP-MM-DC1 | 2011-12-17 | 20
GT12 | 2210-4-GT12-MBJ20AA801 | 2000239267 | 20MBJ20AA801 | 20MBJ20AA801 | HYDRAULIC RATCHET STROKE 4WAY SOLND.V/V | RMM | GMVL-SL | C | X | 202028363 | 1997-03-08 | 000002600525 |  | ERP-MM-DC1 | 2011-12-17 | 20
GT12 | 2210-4-GT12-MBJ20AP001 | 2000239275 | 20MBJ20AP001 | 20MBJ20AP001 | HYDRAULIC RATCHET PUMP | RMM | GMPUMP | B | X | 202028363 | 1997-03-08 | 000002600529 |  | ERP-MM-DC1 | 2011-12-17 | 20
GT12 | 2210-4-GT12-MBJ20AP001-M01 | 2000239283 | 20MBJ20AP001-M01 | 20MBJ20AP001-M01 | HYDRAULIC RATCHET PUMP-MOTOR | RME | GEMOTR | B | X | 202028363 | 1997-03-08 | 000002600553 |  | ERP-MM-DC1 | 2011-12-17 | 20
GT12 | 2210-4-GT12-MBJ20AU001 | 2000239291 | 20MBJ20AU001 | 20MBJ20AU001 | HYDRAULIC RATCHET MECHANISM (U/R CLUTCH) | RMM | GMCLCH | C | X | 202028363 | 1997-03-08 | 000002600557 |  | ERP-MM-DC1 | 2011-12-17 | 20
GT12 | 2210-4-GT12-MBJ20CP001 | 2000239299 | 20MBJ20CP001 | 20MBJ20CP001 | HYDRAULIC RATCHET FORWD.STRK.PRES.SWITCH | RMI | GISW-CN | C | X | 202028363 | 1997-03-08 | 000002600561 |  | ERP-DLGN-EAA | 2013-03-05 | 20
GT12 | 2210-4-GT12-MBJ20CP002 | 2000239307 | 20MBJ20CP002 | 20MBJ20CP002 | HYDRAULIC RATCHET RETN.STRK.PRES.SWITCH | RMI | GISW-CN | C | X | 202028363 | 1997-03-08 | 000002600565 |  | ERP-DLGN-EAA | 2013-03-05 | 20
GT12 | 2210-4-GT12-MBK | 2000239315 | 20MBK | 20MBK | COMBUSTION TURBINE LOAD COMPARTMENT |  |  | C | X | 202028363 | 1997-03-08 | 000002600569 |  | ERP-MM-DC1 | 2011-12-17 | 20
GT12 | 2210-4-GT12-MBK11AN001 | 2000239323 | 20MBK11AN001 | 20MBK11AN001 | (CT) LOAD COMPARTMENT EXHAUST FAN-A | RMM | GMFAN | B | X | 202028363 | 1997-03-08 | 000002600593 |  | ERP-MM-DC1 | 2011-12-17 | 20
GT12 | 2210-4-GT12-MBK11AN001-M01 | 2000239331 | 20MBK11AN001-M01 | 20MBK11AN001-M01 | (CT)LOAD COMPARTMENT EXHAUST FAN A-MOTOR | RME | GEMOTR | B | X | 202028363 | 1997-03-08 | 000002600597 |  | ERP-MM-DC1 | 2011-12-17 | 20
GT12 | 2210-4-GT12-MBK12AN001 | 2000239339 | 20MBK12AN001 | 20MBK12AN001 | (CT) LOAD COMPARTMENT EXHAUST FAN-B | RMM | GMFAN | B | X | 202028363 | 1997-03-08 | 000002600601 |  | ERP-MM-DC1 | 2011-12-17 | 20
GT12 | 2210-4-GT12-MBK12AN001-M01 | 2000239347 | 20MBK12AN001-M01 | 20MBK12AN001-M01 | (CT)LOAD COMPARTMENT EXHAUST FAN B-MOTOR | RME | GEMOTR | B | X | 202028363 | 1997-03-08 | 000002600605 |  | ERP-MM-DC1 | 2011-12-17 | 20
GT12 | 2210-4-GT12-MBL10AC001 | 2000239355 | 20MBL10AC001 | 20MBL10AC001 | ACCESSORY COMPARTMENT SPACE HEATER | RME | GEHTR | B | X | 202028363 | 1997-03-08 | 000002600609 |  | ERP-MM-DC1 | 2011-12-17 | 20
GT12 | 2210-4-GT12-MBL10AC001-M01 | 2000239363 | 20MBL10AC001-M01 | 20MBL10AC001-M01 | ACCESS COMPT. SPACE HEATER BLOWER MOTOR | RME | GEMOTR | B | X | 202028363 | 1997-03-08 | 000002600633 |  | ERP-MM-DC1 | 2011-12-17 | 20
GT12 | 2210-4-GT12-MBL10AN001-M01 | 2000239371 | 20MBL10AN001-M01 | 20MBL10AN001-M01 | INLET FILTER DUST COLL.SYS. BLOWER MOTOR | RME | GEMOTR | B | X | 202028363 | 1997-03-08 | 000002600637 |  | ERP-MM-DC1 | 2011-12-17 | 20
GT12 | 2210-4-GT12-MBL10AN010-M01 | 2000239379 | 20MBL10AN010-M01 | 20MBL10AN010-M01 | HEATING AIR FAN MOTOR FOR TURB.COMPT. | RME | GEMOTR | C | X | 202028363 | 1997-03-08 | 000002600641 |  | ERP-MM-DC1 | 2011-12-17 | 20
GT12 | 2210-4-GT12-MBL10AT001 | 2000239387 | 20MBL10AT001 | 20MBL10AT001 | COMBUSTION TURBINE FILTER HOUSE/DUCTING | RMM | GMFILT | C | X | 202028363 | 1997-03-08 | 000002600645 |  | ERP-MM-DC1 | 2011-12-17 | 20
GT12 | 2210-4-GT12-MBL10CP001 | 2000239395 | 20MBL10CP001 | 20MBL10CP001 | INLET AIR FILTER COMP.AIR PRESS SWITCH | RMI | GISW-CN | C | X | 202028363 | 1997-03-08 | 000002600649 |  | ERP-DLGN-EAA | 2013-03-05 | 20
GT12 | 2210-4-GT12-MBM10 | 2000239403 | 20MBM10 | 20MBM10 | COMBUSTION CHAMBER | RMM | GMCMBU | C | X | 202028363 | 1997-03-08 | 000002600673 |  | ERP-MM-DC1 | 2011-12-17 | 20
GT12 | 2210-4-GT12-MBM10AV001 | 2000239411 | 20MBM10AV001 | 20MBM10AV001 | SPARK PLUG - COMBUSTION CHAMBER 1 | RMI | GIIGNT | C | X | 202028363 | 1997-03-08 | 000002600677 |  | ERP-MM-DC1 | 2011-12-17 | 20
GT12 | 2210-4-GT12-MBM10AV010 | 2000239419 | 20MBM10AV010 | 20MBM10AV010 | SPARK PLUG - COMBUSTION CHAMBER 10 | RMI | GIIGNT | C | X | 202028363 | 1997-03-08 | 000002600681 |  | ERP-MM-DC1 | 2011-12-17 | 20
GT12 | 2210-4-GT12-MBM10CR003 | 2000239427 | 20MBM10CR003 | 20MBM10CR003 | FLAME DETECTOR COMBUSTION CHAMBER-3 | RMI | GIDT-FL | C | X | 202028363 | 1997-03-08 | 000002600685 |  | ERP-MM-DC1 | 2011-12-17 | 20
GT12 | 2210-4-GT12-MBM10CR004 | 2000239435 | 20MBM10CR004 | 20MBM10CR004 | FLAME DETECTOR COMBUSTION CHAMBER-4 | RMI | GIDT-FL | C | X | 202028363 | 1997-03-08 | 000002600689 |  | ERP-MM-DC1 | 2011-12-17 | 20
GT12 | 2210-4-GT12-MBM10CR007 | 2000239443 | 20MBM10CR007 | 20MBM10CR007 | FLAME DETECTOR COMBUSTION CHAMBER-7 | RMI | GIDT-FL | C | X | 202028363 | 1997-03-08 | 000002600713 |  | ERP-MM-DC1 | 2011-12-17 | 20
GT12 | 2210-4-GT12-MBM10CR008 | 2000239451 | 20MBM10CR008 | 20MBM10CR008 | FLAME DETECTOR COMBUSTION CHAMBER-8 | RMI | GIDT-FL | C | X | 202028363 | 1997-03-08 | 000002600717 |  | ERP-MM-DC1 | 2011-12-17 | 20
GT12 | 2210-4-GT12-MBN31AA301 | 2000239459 | 20MBN31AA301 | 20MBN31AA301 | FUEL HEATER-A PRESSURE RELIEF VALVE | RMM | GMVL-RE | C | X | 202028363 | 1997-03-08 | 000002600721 |  | ERP-MM-DC1 | 2011-12-17 | 20
GT12 | 2210-4-GT12-MBN31AA302 | 2000239467 | 20MBN31AA302 | 20MBN31AA302 | FUEL HEATER-B PRESSURE RELIEF VALVE | RMM | GMVL-RE | C | X | 202028363 | 1997-03-08 | 000002600725 |  | ERP-MM-DC1 | 2011-12-17 | 20
GT12 | 2210-4-GT12-MBN31AA303 | 2000239475 | 20MBN31AA303 | 20MBN31AA303 | FUEL HEATER-C PRESSURE RELIEF VALVE | RMM | GMVL-RE | C | X | 202028363 | 1997-03-08 | 000002600729 |  | ERP-MM-DC1 | 2011-12-17 | 20
GT12 | 2210-4-GT12-MBN31AA304 | 2000239483 | 20MBN31AA304 | 20MBN31AA304 | FUEL HEATER-D PRESSURE RELIEF VALVE | RMM | GMVL-RE | C | X | 202028363 | 1997-03-08 | 000002600753 |  | ERP-MM-DC1 | 2011-12-17 | 20
GT12 | 2210-4-GT12-MBN31AA701 | 2000239491 | 20MBN31AA701 | 20MBN31AA701 | FUEL ISOL. VALVE FOR FUEL HEATER-A&B | RMM | GMVLVE | C | X | 202028363 | 1997-03-08 | 000002600757 |  | ERP-MM-DC1 | 2011-12-17 | 20
GT12 | 2210-4-GT12-MBN31AA702 | 2000239499 | 20MBN31AA702 | 20MBN31AA702 | FUEL ISOL. VALVE FOR FUEL HEATER-C&D | RMM | GMVLVE | C | X | 202028363 | 1997-03-08 | 000002600761 |  | ERP-MM-DC1 | 2011-12-17 | 20
GT12 | 2210-4-GT12-MBN31AA703 | 2000239507 | 20MBN31AA703 | 20MBN31AA703 | FUEL HEATER-A INLET VALVE | RMM | GMVLVE | B | X | 202028363 | 1997-03-08 | 000002600765 |  | ERP-MM-DC1 | 2011-12-17 | 20
GT12 | 2210-4-GT12-MBN31AA704 | 2000239515 | 20MBN31AA704 | 20MBN31AA704 | FUEL HEATER-A OUTLET VALVE | RMM | GMVLVE | B | X | 202028363 | 1997-03-08 | 000002600769 |  | ERP-MM-DC1 | 2011-12-17 | 20
GT12 | 2210-4-GT12-MBN31AA705 | 2000239523 | 20MBN31AA705 | 20MBN31AA705 | FUEL HEATER-A BYPASS VALVE | RMM | GMVLVE | B | X | 202028363 | 1997-03-08 | 000002600793 |  | ERP-MM-DC1 | 2011-12-17 | 20
GT12 | 2210-4-GT12-MBN31AA706 | 2000239531 | 20MBN31AA706 | 20MBN31AA706 | FUEL HEATER-B INLET VALVE | RMM | GMVLVE | B | X | 202028363 | 1997-03-08 | 000002600797 |  | ERP-MM-DC1 | 2011-12-17 | 20
GT12 | 2210-4-GT12-MBN31AA707 | 2000239539 | 20MBN31AA707 | 20MBN31AA707 | FUEL HEATER-B OUTLET VALVE | RMM | GMVLVE | B | X | 202028363 | 1997-03-08 | 000002600801 |  | ERP-MM-DC1 | 2011-12-17 | 20
GT12 | 2210-4-GT12-MBN31AA708 | 2000239547 | 20MBN31AA708 | 20MBN31AA708 | FUEL HEATER-B BYPASS VALVE | RMM | GMVLVE | B | X | 202028363 | 1997-03-08 | 000002600805 |  | ERP-MM-DC1 | 2011-12-17 | 20
GT12 | 2210-4-GT12-MBN31AA709 | 2000239555 | 20MBN31AA709 | 20MBN31AA709 | FUEL HEATER-C INLET VALVE | RMM | GMVLVE | B | X | 202028363 | 1997-03-08 | 000002600809 |  | ERP-MM-DC1 | 2011-12-17 | 20
GT12 | 2210-4-GT12-MBN31AA710 | 2000239563 | 20MBN31AA710 | 20MBN31AA710 | FUEL HEATER-C OUTLET VALVE | RMM | GMVLVE | B | X | 202028363 | 1997-03-08 | 000002600833 |  | ERP-MM-DC1 | 2011-12-17 | 20
GT12 | 2210-4-GT12-MBN31AA711 | 2000239571 | 20MBN31AA711 | 20MBN31AA711 | FUEL HEATER-C BYPASS VALVE | RMM | GMVLVE | B | X | 202028363 | 1997-03-08 | 000002600837 |  | ERP-MM-DC1 | 2011-12-17 | 20
GT12 | 2210-4-GT12-MBN31AA712 | 2000239579 | 20MBN31AA712 | 20MBN31AA712 | FUEL HEATER-D INLET VALVE | RMM | GMVLVE | B | X | 202028363 | 1997-03-08 | 000002600841 |  | ERP-MM-DC1 | 2011-12-17 | 20
GT12 | 2210-4-GT12-MBN31AA713 | 2000239587 | 20MBN31AA713 | 20MBN31AA713 | FUEL HEATER-D OUTLET VALVE | RMM | GMVLVE | B | X | 202028363 | 1997-03-08 | 000002600845 |  | ERP-MM-DC1 | 2011-12-17 | 20
GT12 | 2210-4-GT12-MBN31AA714 | 2000239595 | 20MBN31AA714 | 20MBN31AA714 | FUEL HEATER-D BYPASS VALVE | RMM | GMVLVE | B | X | 202028363 | 1997-03-08 | 000002600849 |  | ERP-MM-DC1 | 2011-12-17 | 20
GT12 | 2210-4-GT12-MBN31AA715 | 2000239603 | 20MBN31AA715 | 20MBN31AA715 | FUEL HEATER-A&B OUTLET ISOLATION VALVE | RMM | GMVLVE | B | X | 202028363 | 1997-03-08 | 000002600873 |  | ERP-MM-DC1 | 2011-12-17 | 20
GT12 | 2210-4-GT12-MBN31AA716 | 2000239611 | 20MBN31AA716 | 20MBN31AA716 | FUEL HEATER-C&D OUTLET ISOLATION VALVE | RMM | GMVLVE | B | X | 202028363 | 1997-03-08 | 000002600877 |  | ERP-MM-DC1 | 2011-12-17 | 20
GT12 | 2210-4-GT12-MBN31AC001 | 2000239619 | 20MBN31AC001 | 20MBN31AC001 | FUEL HEATER-A | RME | GEHTR | B | X | 202028363 | 1997-03-08 | 000002600881 |  | ERP-MM-DC1 | 2011-12-17 | 20
GT12 | 2210-4-GT12-MBN31AC002 | 2000239627 | 20MBN31AC002 | 20MBN31AC002 | FUEL HEATER-B | RME | GEHTR | B | X | 202028363 | 1997-03-08 | 000002600885 |  | ERP-MM-DC1 | 2011-12-17 | 20
GT12 | 2210-4-GT12-MBN31AC003 | 2000239635 | 20MBN31AC003 | 20MBN31AC003 | FUEL HEATER-C | RME | GEHTR | B | X | 202028363 | 1997-03-08 | 000002600889 |  | ERP-MM-DC1 | 2011-12-17 | 20
GT12 | 2210-4-GT12-MBN31AC004 | 2000239643 | 20MBN31AC004 | 20MBN31AC004 | FUEL HEATER-D | RME | GEHTR | B | X | 202028363 | 1997-03-08 | 000002600913 |  | ERP-MM-DC1 | 2011-12-17 | 20
GT12 | 2210-4-GT12-MBN31BR001 | 2000239651 | 20MBN31BR001 | 20MBN31BR001 | FUEL HEATER INLET & OUTLET PIPING | RMM | GMPIPE | B | X | 202028363 | 1997-03-08 | 000002600917 |  | ERP-MM-DC1 | 2011-12-17 | 20
GT12 | 2210-4-GT12-MBN31CP001 | 2000239659 | 20MBN31CP001 | 20MBN31CP001 | FUEL HEATER-A INLET PRESSURE INDICATOR | RMI | GIIN-PR | C | X | 202028363 | 1997-03-08 | 000002600921 |  | ERP-MM-DC1 | 2011-12-17 | 20
GT12 | 2210-4-GT12-MBN31CP002 | 2000239667 | 20MBN31CP002 | 20MBN31CP002 | FUEL HEATER-B INLET PRESSURE INDICATOR | RMI | GIIN-PR | C | X | 202028363 | 1997-03-08 | 000002600925 |  | ERP-MM-DC1 | 2011-12-17 | 20
GT12 | 2210-4-GT12-MBN31CT001 | 2000239675 | 20MBN31CT001 | 20MBN31CT001 | FUEL HEATER-A INLET TEMP.TRANSMITTER | RMI | GIEL-TE | C | X | 202028363 | 1997-03-08 | 000002600929 |  | ERP-MM-DC1 | 2011-12-17 | 20
GT12 | 2210-4-GT12-MBN31CT002 | 2000239683 | 20MBN31CT002 | 20MBN31CT002 | FUEL HEATER-C INLET TEMP.TRANSMITTER | RMI | GIEL-TE | C | X | 202028363 | 1997-03-08 | 000002600953 |  | ERP-MM-DC1 | 2011-12-17 | 20
GT12 | 2210-4-GT12-MBN31CT003 | 2000239691 | 20MBN31CT003 | 20MBN31CT003 | FUEL HEATER-A OUTLET TEMP.INDICATOR | RMI | GIIN-TE | C | X | 202028363 | 1997-03-08 | 000002600957 |  | ERP-MM-DC1 | 2011-12-17 | 20
GT12 | 2210-4-GT12-MBN31CT004 | 2000239699 | 20MBN31CT004 | 20MBN31CT004 | FUEL HEATER-C OUTLET TEMP.INDICATOR | RMI | GIIN-TE | C | X | 202028363 | 1997-03-08 | 000002600961 |  | ERP-MM-DC1 | 2011-12-17 | 20
GT12 | 2210-4-GT12-MBN31CT005 | 2000239707 | 20MBN31CT005 | 20MBN31CT005 | FUEL HEATER-A OVERHEAT THERMOCOUPLE | RMI | GITHRC | C | X | 202028363 | 1997-03-08 | 000002600965 |  | ERP-MM-DC1 | 2011-12-17 | 20
GT12 | 2210-4-GT12-MBN31CT006 | 2000239715 | 20MBN31CT006 | 20MBN31CT006 | FUEL HEATER-B OVERHEAT THERMOCOUPLE | RMI | GITHRC | C | X | 202028363 | 1997-03-08 | 000002600969 |  | ERP-MM-DC1 | 2011-12-17 | 20
GT12 | 2210-4-GT12-MBN31CT007 | 2000239723 | 20MBN31CT007 | 20MBN31CT007 | FUEL HEATER-C OVERHEAT THERMOCOUPLE | RMI | GITHRC | C | X | 202028363 | 1997-03-08 | 000002600993 |  | ERP-MM-DC1 | 2011-12-17 | 20
GT12 | 2210-4-GT12-MBN31CT008 | 2000239731 | 20MBN31CT008 | 20MBN31CT008 | FUEL HEATER-D OVERHEAT THERMOCOUPLE | RMI | GITHRC | C | X | 202028363 | 1997-03-08 | 000002600997 |  | ERP-MM-DC1 | 2011-12-17 | 20
GT12 | 2210-4-GT12-MBN31CT009 | 2000239739 | 20MBN31CT009 | 20MBN31CT009 | FUEL HEATR-B O/L TEMP.CONTRL.THERMCOUPLE | RMI | GITHRC | C | X | 202028363 | 1997-03-08 | 000002601001 |  | ERP-MM-DC1 | 2011-12-17 | 20
GT12 | 2210-4-GT12-MBN31CT010 | 2000239747 | 20MBN31CT010 | 20MBN31CT010 | FUEL HEATR-D O/L TEMP.CONTRL.THERMCOUPLE | RMI | GITHRC | C | X | 202028363 | 1997-03-08 | 000002601005 |  | ERP-MM-DC1 | 2011-12-17 | 20
GT12 | 2210-4-GT12-MBN31GH001 | 2000239755 | 20MBN31GH001 | 20MBN31GH001 | CR.OIL HEATG.UNIT CONTROL PANEL IN PECC | RME | GEPANL | C | X | 202028363 | 1997-03-08 | 000002601009 |  | ERP-MM-DC1 | 2011-12-17 | 20
GT12 | 2210-4-GT12-MBN32 | 2000239763 | 20MBN32 | 20MBN32 | FUEL OIL BYPASS SERVO VALVE | RMM | GMVLVE | B | X | 202028363 | 1997-03-08 | 000002601033 |  | ERP-MM-DC1 | 2011-12-17 | 20
GT12 | 2210-4-GT12-MBN32AA001 | 2000239771 | 20MBN32AA001 | 20MBN32AA001 | CRUDE F.OIL STR.O/L PRESS REGULATG.VALVE | RMM | GMVL-BA | B | X | 202028363 | 1997-03-08 | 000002601037 |  | ERP-MM-DC1 | 2011-12-17 | 20
GT12 | 2210-4-GT12-MBN32AA002 | 2000239779 | 20MBN32AA002 | 20MBN32AA002 | MAIN FUEL PUMP BYPASS CONTROL VALVE | RMM | GMVL-BA | B | X | 202028363 | 1997-03-08 | 000002601041 |  | ERP-MM-DC1 | 2011-12-17 | 20
GT12 | 2210-4-GT12-MBN32AA003 | 2000239787 | 20MBN32AA003 | 20MBN32AA003 | MAIN FUEL PUMP(BYPASS) SERVO VALVE | RMM | GMVLVE | B | X | 202028363 | 1997-03-08 | 000002601045 |  | ERP-MM-DC1 | 2011-12-17 | 20
GT12 | 2210-4-GT12-MBN32AA101 | 2000239795 | 20MBN32AA101 | 20MBN32AA101 | FUEL HEATER BYPASS(RETURN) VALVE(MOT) | RMM | GMVL-MO | B | X | 202028363 | 1997-03-08 | 000002601049 |  | ERP-MM-DC1 | 2011-12-17 | 20
GT12 | 2210-4-GT12-MBN32AA102 | 2000239803 | 20MBN32AA102 | 20MBN32AA102 | FUEL OIL TRANSFER 3WAY CHANGE OVER VALVE | RMM | GMVL-MO | B | X | 202028363 | 1997-03-08 | 000002601073 |  | ERP-MM-DC1 | 2011-12-17 | 20
GT12 | 2210-4-GT12-MBN32AA301 | 2000239811 | 20MBN32AA301 | 20MBN32AA301 | LIQUID FUEL LP.FILTER PRESS.RELIEF VALVE | RMM | GMVL-RE | C | X | 202028363 | 1997-03-08 | 000002601077 |  | ERP-MM-DC1 | 2011-12-17 | 20
GT12 | 2210-4-GT12-MBN32AA302 | 2000239819 | 20MBN32AA302 | 20MBN32AA302 | LIQUID FUEL LP.FILTER PRESS.RELIEF VALVE | RMM | GMVL-RE | C | X | 202028363 | 1997-03-08 | 000002601081 |  | ERP-MM-DC1 | 2011-12-17 | 20
GT12 | 2210-4-GT12-MBN32AA303 | 2000239827 | 20MBN32AA303 | 20MBN32AA303 | SAFETY RELIEF VALVE FOR FO.SCR.DISC.FLTR | RMM | GMVL-RE | C | X | 202028363 | 1997-03-08 | 000002601085 |  | ERP-MM-DC1 | 2011-12-17 | 20
GT12 | 2210-4-GT12-MBN32AA304 | 2000239835 | 20MBN32AA304 | 20MBN32AA304 | FO.SCRPR.DISC.FILTER SAFETY RELIEF VALVE | RMM | GMVL-RE | C | X | 202028363 | 1997-03-08 | 000002601089 |  | ERP-MM-DC1 | 2011-12-17 | 20
GT12 | 2210-4-GT12-MBN32AA305 | 2000239843 | 20MBN32AA305 | 20MBN32AA305 | MAIN FUEL PUMP PRESSURE RELIEF VALVE | RMM | GMVL-RE | C | X | 202028363 | 1997-03-08 | 000002601113 |  | ERP-MM-DC1 | 2011-12-17 | 20
GT12 | 2210-4-GT12-MBN32AA502 | 2000239851 | 20MBN32AA502 | 20MBN32AA502 | EXHAUST FRAME FALSE START DRAIN VALVE | RMM | GMVLVE | B | X | 202028363 | 1997-03-08 | 000002601117 |  | ERP-MM-DC1 | 2011-12-17 | 20
GT12 | 2210-4-GT12-MBN32AA503 | 2000239859 | 20MBN32AA503 | 20MBN32AA503 | COMBUSTN.WRAPPER FALSE START DRAIN VALVE | RMM | GMVLVE | B | X | 202028363 | 1997-03-08 | 000002601121 |  | ERP-MM-DC1 | 2011-12-17 | 20
GT12 | 2210-4-GT12-MBN32AA504 | 2000239867 | 20MBN32AA504 | 20MBN32AA504 | DRAIN VALVE EXHAUST PLENUM | RMM | GMVLVE | B | X | 202028363 | 1997-03-08 | 000002601125 |  | ERP-MM-DC1 | 2011-12-17 | 20
GT12 | 2210-4-GT12-MBN32AA601 | 2000239875 | 20MBN32AA601 | 20MBN32AA601 | LIQUID FUEL NOZZLE-1 CHECK VALVE | RMM | GMVLVE | C | X | 202028363 | 1997-03-08 | 000002601129 |  | ERP-MM-DC1 | 2011-12-17 | 20
GT12 | 2210-4-GT12-MBN32AA602 | 2000239883 | 20MBN32AA602 | 20MBN32AA602 | LQUID FUEL NOZZLE-2 CHECK VALVE | RMM | GMVLVE | C | X | 202028363 | 1997-03-08 | 000002601153 |  | ERP-MM-DC1 | 2011-12-17 | 20
GT12 | 2210-4-GT12-MBN32AA603 | 2000239891 | 20MBN32AA603 | 20MBN32AA603 | LIQUID FUEL NOZZLE-3 CHECK VALVE | RMM | GMVLVE | C | X | 202028363 | 1997-03-08 | 000002601157 |  | ERP-MM-DC1 | 2011-12-17 | 20
GT12 | 2210-4-GT12-MBN32AA604 | 2000239899 | 20MBN32AA604 | 20MBN32AA604 | LIQUID FUEL NOZZLE-4 CHECK VALVE | RMM | GMVLVE | C | X | 202028363 | 1997-03-08 | 000002601161 |  | ERP-MM-DC1 | 2011-12-17 | 20
GT12 | 2210-4-GT12-MBN32AA605 | 2000239907 | 20MBN32AA605 | 20MBN32AA605 | LIQUID FUEL NOZZLE-5 CHECK VALVE | RMM | GMVLVE | C | X | 202028363 | 1997-03-08 | 000002601165 |  | ERP-MM-DC1 | 2011-12-17 | 20
GT12 | 2210-4-GT12-MBN32AA606 | 2000239915 | 20MBN32AA606 | 20MBN32AA606 | LIQUID FUEL NOZZLE-6 CHECK VALVE | RMM | GMVLVE | C | X | 202028363 | 1997-03-08 | 000002601169 |  | ERP-MM-DC1 | 2011-12-17 | 20
GT12 | 2210-4-GT12-MBN32AA607 | 2000239923 | 20MBN32AA607 | 20MBN32AA607 | LIQUID FUEL NOZZLE-7 CHECK VALVE | RMM | GMVLVE | C | X | 202028363 | 1997-03-08 | 000002601193 |  | ERP-MM-DC1 | 2011-12-17 | 20
GT12 | 2210-4-GT12-MBN32AA608 | 2000239931 | 20MBN32AA608 | 20MBN32AA608 | LIQUID FUEL NOZZLE-8 CHECK VALVE | RMM | GMVLVE | C | X | 202028363 | 1997-03-08 | 000002601197 |  | ERP-MM-DC1 | 2011-12-17 | 20
GT12 | 2210-4-GT12-MBN32AA609 | 2000239939 | 20MBN32AA609 | 20MBN32AA609 | LIQUID FUEL NOZZLE-9 CHECK VALVE | RMM | GMVLVE | C | X | 202028363 | 1997-03-08 | 000002601201 |  | ERP-MM-DC1 | 2011-12-17 | 20
GT12 | 2210-4-GT12-MBN32AA610 | 2000239947 | 20MBN32AA610 | 20MBN32AA610 | LIQUID FUEL NOZZLE-10 CHECK VALVE | RMM | GMVLVE | C | X | 202028363 | 1997-03-08 | 000002601205 |  | ERP-MM-DC1 | 2011-12-17 | 20
GT12 | 2210-4-GT12-MBN32AA701 | 2000239955 | 20MBN32AA701 | 20MBN32AA701 | CRUDE FUEL OIL STRAINER-INLET VALVE | RMM | GMVLVE | B | X | 202028363 | 1997-03-08 | 000002601209 |  | ERP-MM-DC1 | 2011-12-17 | 20
GT12 | 2210-4-GT12-MBN32AA702 | 2000239963 | 20MBN32AA702 | 20MBN32AA702 | LIQUID FUEL FILTER TRANSFER VALVE(6PORT) | RMM | GMVLVE | C | X | 202028363 | 1997-03-08 | 000002601233 |  | ERP-MM-DC1 | 2011-12-17 | 20
GT12 | 2210-4-GT12-MBN32AA703 | 2000239971 | 20MBN32AA703 | 20MBN32AA703 | MAIN LIQUID FUEL PUMP SUCTION VALVE | RMM | GMVLVE | B | X | 202028363 | 1997-03-08 | 000002601237 |  | ERP-MM-DC1 | 2011-12-17 | 20
GT12 | 2210-4-GT12-MBN32AA704 | 2000239979 | 20MBN32AA704 | 20MBN32AA704 | SEC.FUEL OIL FILTER TRANSFER VALVE | RMM | GMVLVE | B | X | 202028363 | 1997-03-08 | 000002601241 |  | ERP-MM-DC1 | 2011-12-17 | 20
GT12 | 2210-4-GT12-MBN32AA705 | 2000239987 | 20MBN32AA705 | 20MBN32AA705 | HYD.TRIP VALVE FOR LIQUID FUEL STOP V/V | RMM | GMVLVE | B | X | 202028363 | 1997-03-08 | 000002601245 |  | ERP-MM-DC1 | 2011-12-17 | 20
GT12 | 2210-4-GT12-MBN32AA801 | 2000239995 | 20MBN32AA801 | 20MBN32AA801 | CRUDE F.OIL STOP SOLENOID VALVE | RMM | GMVL-SL | C | X | 202028363 | 1997-03-08 | 000002601249 |  | ERP-MM-DC1 | 2011-12-17 | 20
GT12 | 2210-4-GT12-MBN32AA802 | 2000240003 | 20MBN32AA802 | 20MBN32AA802 | MAIN LIQUD.FUEL PUMP CLUTCH SOLENOID V/V | RMM | GMVL-SL | C | X | 202028363 | 1997-03-08 | 000002601273 |  | ERP-MM-DC1 | 2011-12-17 | 20
GT12 | 2210-4-GT12-MBN32AA803 | 2000240011 | 20MBN32AA803 | 20MBN32AA803 | SOLENOID VALVE FOR LIQUID FUEL STOP V/V | RMM | GMVL-SL | C | X | 202028363 | 1997-03-08 | 000002601277 |  | ERP-MM-DC1 | 2011-12-17 | 20
GT12 | 2210-4-GT12-MBN32AN001-M01 | 2000240019 | 20MBN32AN001-M01 | 20MBN32AN001-M01 | HP FUEL FILTER UNIT VENT FAN MOTOR | RME | GEMOTR | C | X | 202028363 | 1997-03-08 | 000002601281 |  | ERP-MM-DC1 | 2011-12-17 | 20
GT12 | 2210-4-GT12-MBN32AP001 | 2000240027 | 20MBN32AP001 | 20MBN32AP001 | MAIN LIQUID FUEL PUMP | RMM | GMPUMP | B | X | 202028363 | 1997-03-08 | 000002601285 |  | ERP-MM-DC1 | 2011-12-17 | 20
GT12 | 2210-4-GT12-MBN32AP001-M01 | 2000240035 | 20MBN32AP001-M01 | 20MBN32AP001-M01 | MAIN LIQUID FUEL PUMP - MOTOR | RME | GEMOTR | B | X | 202028363 | 1997-03-08 | 000002601289 |  | ERP-MM-DC1 | 2011-12-17 | 20
GT12 | 2210-4-GT12-MBN32AT001 | 2000240043 | 20MBN32AT001 | 20MBN32AT001 | CRUDE FUEL OIL STRAINER-A BEFORE PRV. | RMM | GMSTRN | B | X | 202028363 | 1997-03-08 | 000002601313 |  | ERP-MM-DC1 | 2011-12-17 | 20
GT12 | 2210-4-GT12-MBN32AT002 | 2000240051 | 20MBN32AT002 | 20MBN32AT002 | CRUDE FUEL OIL STRAINER-B BEFORE PRV. | RMM | GMFILT | B | X | 202028363 | 1997-03-08 | 000002601317 |  | ERP-MM-DC1 | 2011-12-17 | 20
GT12 | 2210-4-GT12-MBN32AT003 | 2000240059 | 20MBN32AT003 | 20MBN32AT003 | LIQUID FUEL SCRAPPER DISC FILTER-1 | RMM | GMFILT | B | X | 202028363 | 1997-03-08 | 000002601321 |  | ERP-MM-DC1 | 2011-12-17 | 20
GT12 | 2210-4-GT12-MBN32AT003-M01 | 2000240067 | 20MBN32AT003-M01 | 20MBN32AT003-M01 | LIQUID FUEL SCRAPPER DISC FILTER 1-MOTOR | RME | GEMOTR | B | X | 202028363 | 1997-03-08 | 000002601325 |  | ERP-MM-DC1 | 2011-12-17 | 20
GT12 | 2210-4-GT12-MBN32AT004 | 2000240075 | 20MBN32AT004 | 20MBN32AT004 | LIQUID FUEL SCRAPER DISC FILTER-2 | RMM | GMFILT | B | X | 202028363 | 1997-03-08 | 000002601329 |  | ERP-MM-DC1 | 2011-12-17 | 20
GT12 | 2210-4-GT12-MBN32AT004-M01 | 2000240083 | 20MBN32AT004-M01 | 20MBN32AT004-M01 | LIQ.FUEL SCRAPPER DISC FILTER-2 MOTOR | RME | GEMOTR | B | X | 202028363 | 1997-03-08 | 000002601353 |  | ERP-MM-DC1 | 2011-12-17 | 20
GT12 | 2210-4-GT12-MBN32AT005 | 2000240091 | 20MBN32AT005 | 20MBN32AT005 | LIQUID FUEL PRIMARY(LOW PR)FUEL FILTER-1 | RMM | GMFILT | B | X | 202028363 | 1997-03-08 | 000002601357 |  | ERP-MM-DC1 | 2011-12-17 | 20
GT12 | 2210-4-GT12-MBN32AT006 | 2000240099 | 20MBN32AT006 | 20MBN32AT006 | LIQUID FUEL PRIMARY(LOW PR)FUEL FILTER-2 | RMM | GMFILT | B | X | 202028363 | 1997-03-08 | 000002601361 |  | ERP-MM-DC1 | 2011-12-17 | 20
GT12 | 2210-4-GT12-MBN32AT007 | 2000240107 | 20MBN32AT007 | 20MBN32AT007 | SECONDARY (HIGH PRESS) FUEL FILTER-A | RMM | GMFILT | B | X | 202028363 | 1997-03-08 | 000002601365 |  | ERP-MM-DC1 | 2011-12-17 | 20
GT12 | 2210-4-GT12-MBN32AT008 | 2000240115 | 20MBN32AT008 | 20MBN32AT008 | SECONDARY (HIGH PRESS) FUEL FILTER-B | RMM | GMFILT | B | X | 202028363 | 1997-03-08 | 000002601369 |  | ERP-MM-DC1 | 2011-12-17 | 20
GT12 | 2210-4-GT12-MBN32AV | 2000240123 | 20MBN32AV | 20MBN32AV | LIQUID FUEL NOZZLES (1 TO 10) | RMM | GMNOZL | B | X | 202028363 | 1997-03-08 | 000002601393 |  | ERP-MM-DC1 | 2011-12-17 | 20
GT12 | 2210-4-GT12-MBN32CF001 | 2000240131 | 20MBN32CF001 | 20MBN32CF001 | FUEL OIL FLOW DIVIDER | RMM | GMFLWD | B | X | 202028363 | 1997-03-08 | 000002601397 |  | ERP-MM-DC1 | 2011-12-17 | 20
GT12 | 2210-4-GT12-MBN32CF002 | 2000240139 | 20MBN32CF002 | 20MBN32CF002 | CRUDE FUEL OIL FLOW METER | RMM | GMFLWD | B | X | 202028363 | 1997-03-08 | 000002601401 |  | ERP-MM-DC1 | 2011-12-17 | 20
GT12 | 2210-4-GT12-MBN32CP001 | 2000240147 | 20MBN32CP001 | 20MBN32CP001 | CRUDE F.OIL STRAINER DIFF.PRESS.INDICATR | RMI | GIIN-PR | C | X | 202028363 | 1997-03-08 | 000002601405 |  | ERP-MM-DC1 | 2011-12-17 | 20
GT12 | 2210-4-GT12-MBN32CP002 | 2000240155 | 20MBN32CP002 | 20MBN32CP002 | CRUDE FUEL OIL PRESSURE SWITCH AFT.FM. | RMI | GISW-CN | C | X | 202028363 | 1997-03-08 | 000002601409 |  | ERP-DLGN-EAA | 2013-03-05 | 20
GT12 | 2210-4-GT12-MBN32CP003 | 2000240163 | 20MBN32CP003 | 20MBN32CP003 | LIQUID FUEL LP.FILTR.DIFF.PRESS.SWITCH | RMI | GISW-CN | C | X | 202028363 | 1997-03-08 | 000002601433 |  | ERP-DLGN-EAA | 2013-03-05 | 20
GT12 | 2210-4-GT12-MBN32CP004 | 2000240171 | 20MBN32CP004 | 20MBN32CP004 | SEC.FUEL OIL FILTER DIFF.PRESS.SWITCH | RMI | GISW-CN | C | X | 202028363 | 1997-03-08 | 000002601437 |  | ERP-DLGN-EAA | 2013-03-05 | 20
GT12 | 2210-4-GT12-MBN32CT001 | 2000240179 | 20MBN32CT001 | 20MBN32CT001 | CRUDE F.OIL STRAINER O/L TEMP.TRANSMITER | RMI | GIEL-TE | C | X | 202028363 | 1997-03-08 | 000002601441 |  | ERP-MM-DC1 | 2011-12-17 | 20
GT12 | 2210-4-GT12-MBR00 | 2000240187 | 20MBR00 | 20MBR00 | LOCAL INSTRUMENTS - GROUPED | RMI | GIELMT | C | X | 202028363 | 1997-03-08 | 000002601445 |  | ERP-MM-DC1 | 2011-12-17 | 20
GT12 | 2210-4-GT12-MBR00CP001 | 2000240195 | 20MBR00CP001 | 20MBR00CP001 | DIVERTER DAMPER, PRESSURE INSTRUMENTS | RMI | GISW-CN | C | X | 202028363 | 1997-03-08 | 000002601449 |  | ERP-DLGN-EAA | 2013-03-05 | 20
GT12 | 2210-4-GT12-MBR10AA001 | 2000240203 | 20MBR10AA001 | 20MBR10AA001 | DIVERTER DAMPER & ACTUATOR | RMM | GMDAMP | B | X | 202028363 | 1997-03-08 | 000002601473 |  | ERP-MM-DC1 | 2011-12-17 | 20
GT12 | 2210-4-GT12-MBR10AA001-M01 | 2000240211 | 20MBR10AA001-M01 | 20MBR10AA001-M01 | DIVERTER DAMPER ACTUATOR MOTOR | RME | GEMOTR | B | X | 202028363 | 1997-03-08 | 000002601477 |  | ERP-MM-DC1 | 2011-12-17 | 20
GT12 | 2210-4-GT12-MBR10AB001 | 2000240219 | 20MBR10AB001 | 20MBR10AB001 | DIVERTER INLET EXPANSION JOINT | RMM | GMEXJT | C | X | 202028363 | 1997-03-08 | 000002601481 |  | ERP-MM-DC1 | 2011-12-17 | 20
GT12 | 2210-4-GT12-MBR10BF001 | 2000240227 | 20MBR10BF001 | 20MBR10BF001 | EXHAUST BYPASS SYSTEM |  |  | C | X | 202028363 | 1997-03-08 | 000002601485 |  | ERP-MM-DC1 | 2011-12-17 | 20
GT12 | 2210-4-GT12-MBR10BR001 | 2000240235 | 20MBR10BR001 | 20MBR10BR001 | TURBINE TO DIVERTER DUCT | RMM | GMDUCT | C | X | 202028363 | 1997-03-08 | 000002601489 |  | ERP-MM-DC1 | 2011-12-17 | 20
GT12 | 2210-4-GT12-MBR10CG | 2000240243 | 20MBR10CG | 20MBR10CG | DIVERTER DAMPER LIMIT SWITCHS-GROUP | RMI | GISW-LM | C | X | 202028363 | 1997-03-08 | 000002601513 |  | ERP-MM-DC1 | 2011-12-17 | 20
GT12 | 2210-4-GT12-MBR10CG001 | 2000240251 | 20MBR10CG001 | 20MBR10CG001 | DIVERTER DAMPER, POSITION TRANSMITTER | RMM | GMASHT | C | X | 202028363 | 1997-03-08 | 000002601517 |  | ERP-MM-DC1 | 2011-12-17 | 20
GT12 | 2210-4-GT12-MBR10CG01 | 2000240259 | 20MBR10CG01 | 20MBR10CG01 | DIVERTER DAMPER POSITION TRANSMITTER | RMM | GMASHT | C | X | 202028363 | 1997-03-08 | 000002601521 |  | ERP-MM-DC1 | 2011-12-17 | 20
GT12 | 2210-4-GT12-MBR10CL001 | 2000240267 | 20MBR10CL001 | 20MBR10CL001 | DIVERTER DAMPER, LIMIT SWITCH | RMI | GISW-LM | C | X | 202028363 | 1997-03-08 | 000002601525 |  | ERP-MM-DC1 | 2011-12-17 | 20
GT12 | 2210-4-GT12-MBR10CT001 | 2000240275 | 20MBR10CT001 | 20MBR10CT001 | TURBINE EXHAUST TEMPERATURE THERMOCOUPLE | RMI | GITHRC | C | X | 202028363 | 1997-03-08 | 000002601529 |  | ERP-MM-DC1 | 2011-12-17 | 20
GT12 | 2210-4-GT12-MBR10GA001 | 2000240283 | 20MBR10GA001 | 20MBR10GA001 | SEALING AIR FAN SKID JUNCTION BOX | RME | GEBO-CN | C | X | 202028363 | 1997-03-08 | 000002601553 |  | ERP-MM-DC1 | 2011-12-17 | 20
GT12 | 2210-4-GT12-MBR10GH001 | 2000240291 | 20MBR10GH001 | 20MBR10GH001 | DIVERTER DAMPER LOCAL CONTROL PANEL | RME | GEPANL | C | X | 202028363 | 1997-03-08 | 000002601557 |  | ERP-MM-DC1 | 2011-12-17 | 20
GT12 | 2210-4-GT12-MBR20AB001 | 2000240299 | 20MBR20AB001 | 20MBR20AB001 | BYPASS EXPANSION JOINT | RMM | GMEXJT | C | X | 202028363 | 1997-03-08 | 000002601561 |  | ERP-MM-DC1 | 2011-12-17 | 20
GT12 | 2210-4-GT12-MBR20BR001 | 2000240307 | 20MBR20BR001 | 20MBR20BR001 | DIVERTER TO BYPASS DUCT | RMM | GMDUCT | C | X | 202028363 | 1997-03-08 | 000002601565 |  | ERP-MM-DC1 | 2011-12-17 | 20
GT12 | 2210-4-GT12-MBR20BR002 | 2000240315 | 20MBR20BR002 | 20MBR20BR002 | BYPAS STACK | RMM | GMDUCT | C | X | 202028363 | 1997-03-08 | 000002601569 |  | ERP-MM-DC1 | 2011-12-17 | 20
GT12 | 2210-4-GT12-MBR20BS001 | 2000240323 | 20MBR20BS001 | 20MBR20BS001 | BYPASS EXHAUST GAS SILENCER | RMM | GMSLNR | C | X | 202028363 | 1997-03-08 | 000002601593 |  | ERP-MM-DC1 | 2011-12-17 | 20
GT12 | 2210-4-GT12-MBR20CP001 | 2000240331 | 20MBR20CP001 | 20MBR20CP001 | BEARING SEALING AIR PRESSURE SWITCH | RMI | GISW-CN | C | X | 202028363 | 1997-03-08 | 000002601597 |  | ERP-DLGN-EAA | 2013-03-05 | 20
GT12 | 2210-4-GT12-MBR30AE001 | 2000240339 | 20MBR30AE001 | 20MBR30AE001 | BLANKING PLATE HOIST | RMM | GMHOST | C | X | 202028363 | 1997-03-08 | 000002601601 |  | ERP-MM-DC1 | 2011-12-17 | 20
GT12 | 2210-4-GT12-MBR30AE001-M01 | 2000240347 | 20MBR30AE001-M01 | 20MBR30AE001-M01 | BLANKING PLATE HOIST MOTOR | RME | GEMOTR | C | X | 202028363 | 1997-03-08 | 000002601605 |  | ERP-MM-DC1 | 2011-12-17 | 20
GT12 | 2210-4-GT12-MBR30AE001-M02 | 2000240355 | 20MBR30AE001-M02 | 20MBR30AE001-M02 | BLANKING PLATE TROLLEY MOTOR | RME | GEMOTR | C | X | 202028363 | 1997-03-08 | 000002601609 |  | ERP-MM-DC1 | 2011-12-17 | 20
GT12 | 2210-4-GT12-MBR30BR001 | 2000240363 | 20MBR30BR001 | 20MBR30BR001 | DIVERTER TO HRSG DUCT | RMM | GMDUCT | C | X | 202028363 | 1997-03-08 | 000002601633 |  | ERP-MM-DC1 | 2011-12-17 | 20
GT12 | 2210-4-GT12-MBR30CP001 | 2000240371 | 20MBR30CP001 | 20MBR30CP001 | SEALING AIR DIFF. PRESSURE SWITCH "B" | RMI | GISW-CN | C | X | 202028363 | 1997-03-08 | 000002601637 |  | ERP-DLGN-EAA | 2013-03-05 | 20
GT12 | 2210-4-GT12-MBR30CP002 | 2000240379 | 20MBR30CP002 | 20MBR30CP002 | EXHAUST DUCT PRESSURE SWITCH | RMI | GISW-CN | C | X | 202028363 | 1997-03-08 | 000002601641 |  | ERP-DLGN-EAA | 2013-03-05 | 20
GT12 | 2210-4-GT12-MBR31AN001 | 2000240387 | 20MBR31AN001 | 20MBR31AN001 | DIVERTER DAMPER SEALING AIR FAN-A | RMM | GMFAN | B | X | 202028363 | 1997-03-08 | 000002601645 |  | ERP-MM-DC1 | 2011-12-17 | 20
GT12 | 2210-4-GT12-MBR31AN001-M01 | 2000240395 | 20MBR31AN001-M01 | 20MBR31AN001-M01 | DIVERTER DAMPER SEALING AIR FAN-A MOTOR | RME | GEMOTR | B | X | 202028363 | 1997-03-08 | 000002601649 |  | ERP-MM-DC1 | 2011-12-17 | 20
GT12 | 2210-4-GT12-MBR32AN001 | 2000240403 | 20MBR32AN001 | 20MBR32AN001 | DIVERTER DAMPER SEALING AIR FAN-B | RMM | GMFAN | B | X | 202028363 | 1997-03-08 | 000002601673 |  | ERP-MM-DC1 | 2011-12-17 | 20
GT12 | 2210-4-GT12-MBR32AN001-M01 | 2000240411 | 20MBR32AN001-M01 | 20MBR32AN001-M01 | DIVERTER DAMPER AIR FAN-B MOTOR | RME | GEMOTR | B | X | 202028363 | 1997-03-08 | 000002601677 |  | ERP-MM-DC1 | 2011-12-17 | 20
GT12 | 2210-4-GT12-MBR40AA003 | 2000240419 | 20MBR40AA003 | 20MBR40AA003 | SEALING VALVE-A | RMM | GMVLVE | B | X | 202028363 | 1997-03-08 | 000002601681 |  | ERP-MM-DC1 | 2011-12-17 | 20
GT12 | 2210-4-GT12-MBR40AA003-M01 | 2000240427 | 20MBR40AA003-M01 | 20MBR40AA003-M01 | SEALING AIR VALVE-A ACTUATOR MOTOR | RME | GEMOTR | B | X | 202028363 | 1997-03-08 | 000002601685 |  | ERP-MM-DC1 | 2011-12-17 | 20
GT12 | 2210-4-GT12-MBR40AA004 | 2000240435 | 20MBR40AA004 | 20MBR40AA004 | SEALING AIR VALVE-B | RMM | GMVLVE | B | X | 202028363 | 1997-03-08 | 000002601689 |  | ERP-MM-DC1 | 2011-12-17 | 20
GT12 | 2210-4-GT12-MBR40AA004-M01 | 2000240443 | 20MBR40AA004-M01 | 20MBR40AA004-M01 | SEALING AIR VALVE-B ACTUATOR MOTOR | RME | GEMOTR | B | X | 202028363 | 1997-03-08 | 000002601713 |  | ERP-MM-DC1 | 2011-12-17 | 20
GT12 | 2210-4-GT12-MBR40AB001 | 2000240451 | 20MBR40AB001 | 20MBR40AB001 | DIVERTER DAMPER OUTLET EXPANSION JOINT | RMM | GMEXJT | C | X | 202028363 | 1997-03-08 | 000002601717 |  | ERP-MM-DC1 | 2011-12-17 | 20
GT12 | 2210-4-GT12-MBR40BR001 | 2000240459 | 20MBR40BR001 | 20MBR40BR001 | DIVERTER DAMPER O/L HRSG INLET DUCT | RMM | GMDUCT | C | X | 202028363 | 1997-03-08 | 000002601721 |  | ERP-MM-DC1 | 2011-12-17 | 20
GT12 | 2210-4-GT12-MBR40CP001 | 2000240467 | 20MBR40CP001 | 20MBR40CP001 | DIV.DAMPER SEALING AIR PRESS.TRANSMITTER | RMI | GIXM-DP | C | X | 202028363 | 1997-03-08 | 000002601725 |  | ERP-MM-DC1 | 2011-12-17 | 20
GT12 | 2210-4-GT12-MBU10AA301 | 2000240475 | 20MBU10AA301 | 20MBU10AA301 | FUEL ADDITIVE PUMP-A PRESS.RELIEF VALVE | RMM | GMVL-RE | B | X | 202028363 | 1997-03-08 | 000002601729 |  | ERP-MM-DC1 | 2011-12-17 | 20
GT12 | 2210-4-GT12-MBU10AA302 | 2000240483 | 20MBU10AA302 | 20MBU10AA302 | FUEL ADDITIVE PUMP-B PRESS.RELIEF VALVE | RMM | GMVL-RE | B | X | 202028363 | 1997-03-08 | 000002601753 |  | ERP-MM-DC1 | 2011-12-17 | 20
GT12 | 2210-4-GT12-MBU10AP001 | 2000240491 | 20MBU10AP001 | 20MBU10AP001 | FUEL ADDITIVE PUMP-A | RMM | GMPUMP | B | X | 202028363 | 1997-03-08 | 000002601757 |  | ERP-MM-DC1 | 2011-12-17 | 20
GT12 | 2210-4-GT12-MBU10AP001-M01 | 2000240499 | 20MBU10AP001-M01 | 20MBU10AP001-M01 | FUEL ADDITIVE PUMP-A MOTOR | RME | GEMOTR | B | X | 202028363 | 1997-03-08 | 000002601761 |  | ERP-MM-DC1 | 2011-12-17 | 20
GT12 | 2210-4-GT12-MBU10AP002 | 2000240507 | 20MBU10AP002 | 20MBU10AP002 | FUEL ADDITIVE PUMP-B | RMM | GMPUMP | B | X | 202028363 | 1997-03-08 | 000002601765 |  | ERP-MM-DC1 | 2011-12-17 | 20
GT12 | 2210-4-GT12-MBU10AP002-M01 | 2000240515 | 20MBU10AP002-M01 | 20MBU10AP002-M01 | FUEL ADDITIVE PUMP-B MOTOR | RME | GEMOTR | B | X | 202028363 | 1997-03-08 | 000002601769 |  | ERP-MM-DC1 | 2011-12-17 | 20
GT12 | 2210-4-GT12-MBU10AP003 | 2000240523 | 20MBU10AP003 | 20MBU10AP003 | VANADIUM INHIBITION PUMP-A | RMM | GMPUMP | B | X | 202028363 | 1997-03-08 | 000002601793 |  | ERP-MM-DC1 | 2011-12-17 | 20
GT12 | 2210-4-GT12-MBU10AP003-M01 | 2000240531 | 20MBU10AP003-M01 | 20MBU10AP003-M01 | VANADIUM INHIBITN.PUMP FL.RATE SER.MOTOR | RME | GEMOTR | C | X | 202028363 | 1997-03-08 | 000002601797 |  | ERP-MM-DC1 | 2011-12-17 | 20
GT12 | 2210-4-GT12-MBU10AP004 | 2000240539 | 20MBU10AP004 | 20MBU10AP004 | VANADIUM INHIBITION PUMP-B | RMM | GMPUMP | C | X | 202028363 | 1997-03-08 | 000002601801 |  | ERP-MM-DC1 | 2011-12-17 | 20
GT12 | 2210-4-GT12-MBU10AP004-M01 | 2000240547 | 20MBU10AP004-M01 | 20MBU10AP004-M01 | VANADIUM INHIBITN.PUMP FL.RATE SER.MOTOR | RME | GEMOTR | C | X | 202028363 | 1997-03-08 | 000002601805 |  | ERP-MM-DC1 | 2011-12-17 | 20
GT12 | 2210-4-GT12-MBU10CP001 | 2000240555 | 20MBU10CP001 | 20MBU10CP001 | LOW FUEL ADDITIVE FLOW SWITCH | RMI | GISW-FLW | C | X | 202028363 | 1997-03-08 | 000002601809 |  | ERP-MM-DC1 | 2011-12-17 | 20
GT12 | 2210-4-GT12-MBV10 | 2000240563 | 20MBV10 | 20MBV10 | MIST ELIMINATOR | RMM | GMSPRT | C | X | 202028363 | 1997-03-08 | 000002601833 |  | ERP-MM-DC1 | 2011-12-17 | 20
GT12 | 2210-4-GT12-MBV10AA001 | 2000240571 | 20MBV10AA001 | 20MBV10AA001 | BEARING HEADER PRESSURE REGULATING VALVE | RMM | GMVL-BA | C | X | 202028363 | 1997-03-08 | 000002601837 |  | ERP-MM-DC1 | 2011-12-17 | 20
GT12 | 2210-4-GT12-MBV10AA301 | 2000240579 | 20MBV10AA301 | 20MBV10AA301 | MAIN LUBE OIL PUMP DISCH.PRESS.RLF.VALVE | RMM | GMVL-RE | C | X | 202028363 | 1997-03-08 | 000002601841 |  | ERP-MM-DC1 | 2011-12-17 | 20
GT12 | 2210-4-GT12-MBV10AC001 | 2000240587 | 20MBV10AC001 | 20MBV10AC001 | LUBE OIL HEAT EXCHANGER-A | RMM | GMEX-HE | B | X | 202028363 | 1997-03-08 | 000002601845 |  | ERP-MM-DC1 | 2011-12-17 | 20
GT12 | 2210-4-GT12-MBV10AC002 | 2000240595 | 20MBV10AC002 | 20MBV10AC002 | LUBE OIL HEAT EXCHAGNER-B | RMM | GMEX-HE | B | X | 202028363 | 1997-03-08 | 000002601849 |  | ERP-MM-DC1 | 2011-12-17 | 20
GT12 | 2210-4-GT12-MBV10AP001 | 2000240603 | 20MBV10AP001 | 20MBV10AP001 | AUXILIARY LUBE OIL PUMP | RMM | GMPUMP | B | X | 202028363 | 1997-03-08 | 000002601873 |  | ERP-MM-DC1 | 2011-12-17 | 20
GT12 | 2210-4-GT12-MBV10AP001-M01 | 2000240611 | 20MBV10AP001-M01 | 20MBV10AP001-M01 | AUXILIARY LUBE OIL PUMP-MOTOR | RME | GEMOTR | B | X | 202028363 | 1997-03-08 | 000002601877 |  | ERP-MM-DC1 | 2011-12-17 | 20
GT12 | 2210-4-GT12-MBV10AP002 | 2000240619 | 20MBV10AP002 | 20MBV10AP002 | EMERGENCY LUBE OIL PUMP | RMM | GMPUMP | B | X | 202028363 | 1997-03-08 | 000002601881 |  | ERP-MM-DC1 | 2011-12-17 | 20
GT12 | 2210-4-GT12-MBV10AP002-M01 | 2000240627 | 20MBV10AP002-M01 | 20MBV10AP002-M01 | EMERGENCY LUBE OIL PUMP-MOTOR | RME | GEMOTR | B | X | 202028363 | 1997-03-08 | 000002601885 |  | ERP-MM-DC1 | 2011-12-17 | 20
GT12 | 2210-4-GT12-MBV10AP003 | 2000240635 | 20MBV10AP003 | 20MBV10AP003 | MAIN LUBE OIL PUMP | RMM | GMPUMP | B | X | 202028363 | 1997-03-08 | 000002601889 |  | ERP-MM-DC1 | 2011-12-17 | 20
GT12 | 2210-4-GT12-MBV10AT001 | 2000240643 | 20MBV10AT001 | 20MBV10AT001 | LUBE OIL MIST SEPERATOR | RMM | GMSPRT | B | X | 202028363 | 1997-03-08 | 000002601913 |  | ERP-MM-DC1 | 2011-12-17 | 20
GT12 | 2210-4-GT12-MBV10AT001-M01 | 2000240651 | 20MBV10AT001-M01 | 20MBV10AT001-M01 | LUBE OIL MIST SEPARATOR-MOTOR | RME | GEMOTR | B | X | 202028363 | 1997-03-08 | 000002601917 |  | ERP-MM-DC1 | 2011-12-17 | 20
GT12 | 2210-4-GT12-MBV10AT002 | 2000240659 | 20MBV10AT002 | 20MBV10AT002 | MAIN LUBE OIL FILTER | RMM | GMFILT | B | X | 202028363 | 1997-03-08 | 000002601921 |  | ERP-MM-DC1 | 2011-12-17 | 20
GT12 | 2210-4-GT12-MBV10BB001 | 2000240667 | 20MBV10BB001 | 20MBV10BB001 | LUBE OIL RESERVOIR 8705L | RMM | GMTANK | B | X | 202028363 | 1997-03-08 | 000002601925 |  | ERP-MM-DC1 | 2011-12-17 | 20
GT12 | 2210-4-GT12-MBV10BB001KC01 | 2000240675 | 20MBV10BB001KC01 | 20MBV10BB001KC01 | IMMERSION HEATER-1 FOR LUBE OIL TANK | RME | GEHTR | B | X | 202028363 | 1997-03-08 | 000002601929 |  | ERP-MM-DC1 | 2011-12-17 | 20
GT12 | 2210-4-GT12-MBV10BB001KC02 | 2000240683 | 20MBV10BB001KC02 | 20MBV10BB001KC02 | IMMERSION HEATER-2 FOR LUBE OIL TANK | RME | GEHTR | B | X | 202028363 | 1997-03-08 | 000002601953 |  | ERP-MM-DC1 | 2011-12-17 | 20
GT12 | 2210-4-GT12-MBV10CL001 | 2000240691 | 20MBV10CL001 | 20MBV10CL001 | LUBE OIL TANK LEVEL HIGH ALARM | RMI | GIIN-LV | C | X | 202028363 | 1997-03-08 | 000002601957 |  | ERP-MM-DC1 | 2011-12-17 | 20
GT12 | 2210-4-GT12-MBV10CL002 | 2000240699 | 20MBV10CL002 | 20MBV10CL002 | LUBE OIL TANK LEVEL LOW ALARM | RMI | GIIN-LV | C | X | 202028363 | 1997-03-08 | 000002601961 |  | ERP-MM-DC1 | 2011-12-17 | 20
GT12 | 2210-4-GT12-MBV10CP001 | 2000240707 | 20MBV10CP001 | 20MBV10CP001 | LOW LUBE OIL PRESS-AUX.PUMP START | RMI | GISW-CN | C | X | 202028363 | 1997-03-08 | 000002601965 |  | ERP-DLGN-EAA | 2013-03-05 | 20
GT12 | 2210-4-GT12-MBV10CP002 | 2000240715 | 20MBV10CP002 | 20MBV10CP002 | LOW LUBE OIL PRESS-EMERG.PUMP START | RMI | GISW-CN | C | X | 202028363 | 1997-03-08 | 000002601969 |  | ERP-DLGN-EAA | 2013-03-05 | 20
GT12 | 2210-4-GT12-MBV10CP003 | 2000240723 | 20MBV10CP003 | 20MBV10CP003 | MAIN LUBE OIL FILTER DIFF.PRESSURE-ALARM | RMI | GISW-CN | C | X | 202028363 | 1997-03-08 | 000002601993 |  | ERP-DLGN-EAA | 2013-03-05 | 20
GT12 | 2210-4-GT12-MBV10CT001 | 2000240731 | 20MBV10CT001 | 20MBV10CT001 | LUBE OIL TANK TEMPERATURE-NORMAL | RMI | GIEL-TE | C | X | 202028363 | 1997-03-08 | 000002601997 |  | ERP-MM-DC1 | 2011-12-17 | 20
GT12 | 2210-4-GT12-MBV10CT002 | 2000240739 | 20MBV10CT002 | 20MBV10CT002 | LUBE OIL HDR.HIGH TEMPERATURE TRIP | RMI | GIEL-TE | C | X | 202028363 | 1997-03-08 | 000002602001 |  | ERP-MM-DC1 | 2011-12-17 | 20
GT12 | 2210-4-GT12-MBV10CT003 | 2000240747 | 20MBV10CT003 | 20MBV10CT003 | LUBE OIL HDR.HIGH TEMPERATURE TRIP | RMI | GIEL-TE | C | X | 202028363 | 1997-03-08 | 000002602005 |  | ERP-MM-DC1 | 2011-12-17 | 20
GT12 | 2210-4-GT12-MBV10CT004 | 2000240755 | 20MBV10CT004 | 20MBV10CT004 | LUBE OIL HDR HIGH TEMPERATURE ALARM | RMI | GIEL-TE | C | X | 202028363 | 1997-03-08 | 000002602009 |  | ERP-MM-DC1 | 2011-12-17 | 20
GT12 | 2210-4-GT12-MBV10CT005 | 2000240763 | 20MBV10CT005 | 20MBV10CT005 | LUBE OIL TANK TEMPERATURE SWITCH | RMI | GISW-TE | C | X | 202028363 | 1997-03-08 | 000002602033 |  | ERP-MM-DC1 | 2011-12-17 | 20
GT12 | 2210-4-GT12-MBV10CT006 | 2000240771 | 20MBV10CT006 | 20MBV10CT006 | THERMOCOUPLE IN LO HEADER FOR BEARING | RMI | GITHRC | C | X | 202028363 | 1997-03-08 | 000002602037 |  | ERP-MM-DC1 | 2011-12-17 | 20
GT12 | 2210-4-GT12-MBV10CT007 | 2000240779 | 20MBV10CT007 | 20MBV10CT007 | THERMOCOUPLE-TURB.JRNL1/THRST BRG.LO DRN | RMI | GITHRC | C | X | 202028363 | 1997-03-08 | 000002602041 |  | ERP-MM-DC1 | 2011-12-17 | 20
GT12 | 2210-4-GT12-MBV10CT008 | 2000240787 | 20MBV10CT008 | 20MBV10CT008 | THERMOCOUPLE-TURB.JRNL.BEARING2 LO DRAIN | RMI | GITHRC | C | X | 202028363 | 1997-03-08 | 000002602045 |  | ERP-MM-DC1 | 2011-12-17 | 20
GT12 | 2210-4-GT12-MBV10CT009 | 2000240795 | 20MBV10CT009 | 20MBV10CT009 | THERMOCOUPLE-TURB.JRNL.BEARING3 LO DRAIN | RMI | GITHRC | C | X | 202028363 | 1997-03-08 | 000002602049 |  | ERP-MM-DC1 | 2011-12-17 | 20
GT12 | 2210-4-GT12-MBV10CT010 | 2000240803 | 20MBV10CT010 | 20MBV10CT010 | THERMOCOUPLE-GENR.JRNL.BEARING1 LO DRAIN | RMI | GITHRC | C | X | 202028363 | 1997-03-08 | 000002602073 |  | ERP-MM-DC1 | 2011-12-17 | 20
GT12 | 2210-4-GT12-MBV10CT011 | 2000240811 | 20MBV10CT011 | 20MBV10CT011 | THERMOCOUPLE-GENR.JRNL.BEARING2 LO DRAIN | RMI | GITHRC | C | X | 202028363 | 1997-03-08 | 000002602077 |  | ERP-MM-DC1 | 2011-12-17 | 20
GT12 | 2210-4-GT12-MBV80AN001 | 2000240819 | 20MBV80AN001 | 20MBV80AN001 | (CT) LUBRICATING OIL DEMISTER |  |  | C | X | 202028363 | 1997-03-08 | 000002602081 |  | ERP-MM-DC1 | 2011-12-17 | 20
GT12 | 2210-4-GT12-MBX10 | 2000240827 | 20MBX10 | 20MBX10 | GAUGE PANEL ASSEMBLY | RME | GEPANL | C | X | 202028363 | 1997-03-08 | 000002602085 |  | ERP-MM-DC1 | 2011-12-17 | 20
GT12 | 2210-4-GT12-MBX10AA001 | 2000240835 | 20MBX10AA001 | 20MBX10AA001 | MAIN HYD.OIL SUPPLY PUMP COMPENSATOR | RMM | GMVL-BA | C | X | 202028363 | 1997-03-08 | 000002602089 |  | ERP-MM-DC1 | 2011-12-17 | 20
GT12 | 2210-4-GT12-MBX10AA002 | 2000240843 | 20MBX10AA002 | 20MBX10AA002 | AUX. HYD.OIL SUPPLY PUMP COMPENSATOR | RMM | GMVL-BA | C | X | 202028363 | 1997-03-08 | 000002602113 |  | ERP-MM-DC1 | 2011-12-17 | 20
GT12 | 2210-4-GT12-MBX10AA301 | 2000240851 | 20MBX10AA301 | 20MBX10AA301 | HYD.OIL SYSTEM AIR BLEED VALVE (MAIN) | RMM | GMVL-RE | C | X | 202028363 | 1997-03-08 | 000002602117 |  | ERP-MM-DC1 | 2011-12-17 | 20
GT12 | 2210-4-GT12-MBX10AA302 | 2000240859 | 20MBX10AA302 | 20MBX10AA302 | HYD. OIL SYSTEM AIR BLEED VALVE (AUX) | RMM | GMVL-RE | C | X | 202028363 | 1997-03-08 | 000002602121 |  | ERP-MM-DC1 | 2011-12-17 | 20
GT12 | 2210-4-GT12-MBX10AA303 | 2000240867 | 20MBX10AA303 | 20MBX10AA303 | MAIN HYD.OIL SUPPLY PUMP PRESS RLF.VALVE | RMM | GMVL-RE | C | X | 202028363 | 1997-03-08 | 000002602125 |  | ERP-MM-DC1 | 2011-12-17 | 20
GT12 | 2210-4-GT12-MBX10AA304 | 2000240875 | 20MBX10AA304 | 20MBX10AA304 | AUX. HYD.OIL SUPPLY PUMP PRESS RLF.VALVE | RMM | GMVL-RE | C | X | 202028363 | 1997-03-08 | 000002602129 |  | ERP-MM-DC1 | 2011-12-17 | 20
GT12 | 2210-4-GT12-MBX10AA601 | 2000240883 | 20MBX10AA601 | 20MBX10AA601 | HYD.OIL PUMP CHECK VALVE (MAIN) | RMM | GMVLVE | C | X | 202028363 | 1997-03-08 | 000002602153 |  | ERP-MM-DC1 | 2011-12-17 | 20
GT12 | 2210-4-GT12-MBX10AA602 | 2000240891 | 20MBX10AA602 | 20MBX10AA602 | HYD.OIL PUMP CHECK VALVE (AUX) | RMM | GMVLVE | C | X | 202028363 | 1997-03-08 | 000002602157 |  | ERP-MM-DC1 | 2011-12-17 | 20
GT12 | 2210-4-GT12-MBX10AA701 | 2000240899 | 20MBX10AA701 | 20MBX10AA701 | HYD.OIL FILTER TRANSFER VALVE | RMM | GMVLVE | C | X | 202028363 | 1997-03-08 | 000002602161 |  | ERP-MM-DC1 | 2011-12-17 | 20
GT12 | 2210-4-GT12-MBX10AP001 | 2000240907 | 20MBX10AP001 | 20MBX10AP001 | MAIN HYDRAULIC OIL SUPPLY PUMP | RMM | GMPUMP | B | X | 202028363 | 1997-03-08 | 000002602165 |  | ERP-MM-DC1 | 2011-12-17 | 20
GT12 | 2210-4-GT12-MBX10AP002 | 2000240915 | 20MBX10AP002 | 20MBX10AP002 | AUX. HYDRAULIC OIL SUPPLY PUMP | RMM | GMPUMP | B | X | 202028363 | 1997-03-08 | 000002602169 |  | ERP-MM-DC1 | 2011-12-17 | 20
GT12 | 2210-4-GT12-MBX10AP002-M01 | 2000240923 | 20MBX10AP002-M01 | 20MBX10AP002-M01 | AUX. HYDRAULIC OIL SUPPLY PUMP-MOTOR | RME | GEMOTR | B | X | 202028363 | 1997-03-08 | 000002602193 |  | ERP-MM-DC1 | 2011-12-17 | 20
GT12 | 2210-4-GT12-MBX10AT001 | 2000240931 | 20MBX10AT001 | 20MBX10AT001 | HYD.OIL SUPPLY FILTER-A | RMM | GMFILT | B | X | 202028363 | 1997-03-08 | 000002602197 |  | ERP-MM-DC1 | 2011-12-17 | 20
GT12 | 2210-4-GT12-MBX10AT002 | 2000240939 | 20MBX10AT002 | 20MBX10AT002 | HYD.OIL SUPPLY FILTER-B | RMM | GMFILT | B | X | 202028363 | 1997-03-08 | 000002602201 |  | ERP-MM-DC1 | 2011-12-17 | 20
GT12 | 2210-4-GT12-MBX10AT003 | 2000240947 | 20MBX10AT003 | 20MBX10AT003 | IGV SERVO HYD. OIL SUPPLY FILTER | RMM | GMFILT | C | X | 202028363 | 1997-03-08 | 000002602205 |  | ERP-MM-DC1 | 2011-12-17 | 20
GT12 | 2210-4-GT12-MBX10BB001 | 2000240955 | 20MBX10BB001 | 20MBX10BB001 | HYD.OIL ACCUMULATOR-A | RMM | GMACCM | B | X | 202028363 | 1997-03-08 | 000002602209 |  | ERP-MM-DC1 | 2011-12-17 | 20
GT12 | 2210-4-GT12-MBX10BB002 | 2000240963 | 20MBX10BB002 | 20MBX10BB002 | HYD.OIL ACCUMULATOR-B | RMM | GMACCM | B | X | 202028363 | 1997-03-08 | 000002602233 |  | ERP-MM-DC1 | 2011-12-17 | 20
GT12 | 2210-4-GT12-MBX10CP001 | 2000240971 | 20MBX10CP001 | 20MBX10CP001 | HYD.OIL FILTER DIFF.PRESSURE ALARM | RMI | GISW-CN | C | X | 202028363 | 1997-03-08 | 000002602237 |  | ERP-DLGN-EAA | 2013-03-05 | 20
GT12 | 2210-4-GT12-MBX10CP002 | 2000240979 | 20MBX10CP002 | 20MBX10CP002 | HYD.OIL SUPPLY PRESSURE ALARM | RMI | GISW-CN | C | X | 202028363 | 1997-03-08 | 000002602241 |  | ERP-DLGN-EAA | 2013-03-05 | 20
GT12 | 2210-4-GT12-MKA10 | 2000240987 | 20MKA10 | 20MKA10 | COMBUSTION TURBINE GENERATOR | RME | GEGENR | C | X | 202028363 | 1997-03-08 | 000002602245 |  | ERP-MM-DC1 | 2011-12-17 | 20
GT12 | 2210-4-GT12-MKA10AC001 | 2000240995 | 20MKA10AC001 | 20MKA10AC001 | GENERATOR SPACE HEATER | RME | GEHTR | B | X | 202028363 | 1997-03-08 | 000002602249 |  | ERP-MM-DC1 | 2011-12-17 | 20
GT12 | 2210-4-GT12-MKA10AC002 | 2000241003 | 20MKA10AC002 | 20MKA10AC002 | GENERATOR SPACE HEATER | RME | GEHTR | B | X | 202028363 | 1997-03-08 | 000002602273 |  | ERP-MM-DC1 | 2011-12-17 | 20
GT12 | 2210-4-GT12-MKA10AC003 | 2000241011 | 20MKA10AC003 | 20MKA10AC003 | GENERATOR SPACE HEATER | RME | GEHTR | B | X | 202028363 | 1997-03-08 | 000002602277 |  | ERP-MM-DC1 | 2011-12-17 | 20
GT12 | 2210-4-GT12-MKA10CS004A | 2000241019 | 20MKA10CS004A | 20MKA10CS004A | VIBRATION SENSOR GENERATOR | RMI | GIDTCT | C | X | 202028363 | 1997-03-08 | 000002602281 |  | ERP-MM-DC1 | 2011-12-17 | 20
GT12 | 2210-4-GT12-MKA10CS004B | 2000241027 | 20MKA10CS004B | 20MKA10CS004B | VIBRATION SENSOR GENERATOR | RMI | GIDTCT | C | X | 202028363 | 1997-03-08 | 000002602285 |  | ERP-MM-DC1 | 2011-12-17 | 20
GT12 | 2210-4-GT12-MKA10CS005A | 2000241035 | 20MKA10CS005A | 20MKA10CS005A | VIBRATION SENSOR GENERATOR | RMI | GIDTCT | C | X | 202028363 | 1997-03-08 | 000002602289 |  | ERP-MM-DC1 | 2011-12-17 | 20
GT12 | 2210-4-GT12-MKA10CS091 | 2000241043 | 20MKA10CS091 | 20MKA10CS091 | VIBRATION SENSOR GENERATOR COUPLING END | RMI | GIDTCT | C | X | 202028363 | 1997-03-08 | 000002602313 |  | ERP-MM-DC1 | 2011-12-17 | 20
GT12 | 2210-4-GT12-MKA10CS092 | 2000241051 | 20MKA10CS092 | 20MKA10CS092 | VIBRATION SENSOR GENERATOR COUPLING END | RMI | GIDTCT | C | X | 202028363 | 1997-03-08 | 000002602317 |  | ERP-MM-DC1 | 2011-12-17 | 20
GT12 | 2210-4-GT12-MKA10CS101 | 2000241059 | 20MKA10CS101 | 20MKA10CS101 | VIBRATION SENSOR(NON CONT)GEN.COLLCT.END | RMI | GIDTCT | C | X | 202028363 | 1997-03-08 | 000002602321 |  | ERP-MM-DC1 | 2011-12-17 | 20
GT12 | 2210-4-GT12-MKA10CS102 | 2000241067 | 20MKA10CS102 | 20MKA10CS102 | VIBRATION SENSOR(NON CONT)GEN.COLLCT.END | RMI | GIDTCT | C | X | 202028363 | 1997-03-08 | 000002602325 |  | ERP-MM-DC1 | 2011-12-17 | 20
GT12 | 2210-4-GT12-MKD10 | 2000241075 | 20MKD10 | 20MKD10 | GENERATOR JOURNAL BEARING #1 | RMM | GMBRNG | C | X | 202028363 | 1997-03-08 | 000002602329 |  | ERP-MM-DC1 | 2011-12-17 | 20
GT12 | 2210-4-GT12-MKD10AN001 | 2000241083 | 20MKD10AN001 | 20MKD10AN001 | GENERATOR BEARING SEALING EVAC.FAN | RMM | GMFAN | C | X | 202028363 | 1997-03-08 | 000002602353 |  | ERP-MM-DC1 | 2011-12-17 | 20
GT12 | 2210-4-GT12-MKD10AN001-M01 | 2000241091 | 20MKD10AN001-M01 | 20MKD10AN001-M01 | GENRATOR BEARING SEALING EVAC.FAN MOTOR | RME | GEMOTR | C | X | 202028363 | 1997-03-08 | 000002602357 |  | ERP-MM-DC1 | 2011-12-17 | 20
GT12 | 2210-4-GT12-MKD10CT001 | 2000241099 | 20MKD10CT001 | 20MKD10CT001 | GENERATOR BEARING #1 METAL TEMPERATURE | RMI | GIEL-TE | C | X | 202028363 | 1997-03-08 | 000002602361 |  | ERP-MM-DC1 | 2011-12-17 | 20
GT12 | 2210-4-GT12-MKD20 | 2000241107 | 20MKD20 | 20MKD20 | GENERATOR JOURNAL BEARING #2 | RMM | GMBRNG | C | X | 202028363 | 1997-03-08 | 000002602365 |  | ERP-MM-DC1 | 2011-12-17 | 20
GT12 | 2210-4-GT12-MKD20CT001 | 2000241115 | 20MKD20CT001 | 20MKD20CT001 | GENERATOR BEARING #2 METAL TEMPERATURE | RMI | GIEL-TE | C | X | 202028363 | 1997-03-08 | 000002602369 |  | ERP-MM-DC1 | 2011-12-17 | 20
GT12 | 2210-4-GT12-MKDCT001 | 2000241123 | 20MKDCT001 | 20MKDCT001 | GENERATOR TEMPERATURE - COLD GAS | RMI | GIEL-TE | C | X | 202028363 | 1997-03-08 | 000002602393 |  | ERP-MM-DC1 | 2011-12-17 | 20
GT12 | 2210-4-GT12-MKDCT002 | 2000241131 | 20MKDCT002 | 20MKDCT002 | GENERATOR TEMPERATURE - HOT AIR | RMI | GIEL-TE | C | X | 202028363 | 1997-03-08 | 000002602397 |  | ERP-MM-DC1 | 2011-12-17 | 20
GT12 | 2210-4-GT12-MKDCT003 | 2000241139 | 20MKDCT003 | 20MKDCT003 | GENERATOR TEMP - STATOR COLLECTOR END | RMI | GIEL-TE | C | X | 202028363 | 1997-03-08 | 000002602401 |  | ERP-MM-DC1 | 2011-12-17 | 20
GT12 | 2210-4-GT12-MKDCT004 | 2000241147 | 20MKDCT004 | 20MKDCT004 | GENERATOR TEMP - STATOR COUPLING END | RMI | GIEL-TE | C | X | 202028363 | 1997-03-08 | 000002602405 |  | ERP-MM-DC1 | 2011-12-17 | 20
GT12 | 2210-4-GT12-MKG10AT001 | 2000241155 | 20MKG10AT001 | 20MKG10AT001 | GENERATOR SELF-CLEANING FILTER | RMM | GMFILT | C | X | 202028363 | 1997-03-08 | 000002602409 |  | ERP-MM-DC1 | 2011-12-17 | 20
GT12 | 2210-4-GT12-MKY30 | 2000241163 | 20MKY30 | 20MKY30 | GENERATOR AUXILIARY COMPARTMENT |  |  | C | X | 202028363 | 1997-03-08 | 000002602433 |  | ERP-MM-DC1 | 2011-12-17 | 20
GT12 | 2210-4-GT12-PGA50AA601 | 2000241171 | 20PGA50AA601 | 20PGA50AA601 | COOLG.WATER PUMP-1 DISCHARGE CHECK VALVE | RMM | GMVLVE | C | X | 202028363 | 1997-03-08 | 000002602437 |  | ERP-MM-DC1 | 2011-12-17 | 20
GT12 | 2210-4-GT12-PGA50AA602 | 2000241179 | 20PGA50AA602 | 20PGA50AA602 | COOLG.WATER PUMP-2 DISCHARGE CHECK VALVE | RMM | GMVLVE | C | X | 202028363 | 1997-03-08 | 000002602441 |  | ERP-MM-DC1 | 2011-12-17 | 20
GT12 | 2210-4-GT12-PGA50AA700 | 2000241187 | 20PGA50AA700 | 20PGA50AA700 | COOLG.WATER PUMP SUCT.STR.INLET VALVE | RMM | GMVLVE | C | X | 202028363 | 1997-03-08 | 000002602445 |  | ERP-MM-DC1 | 2011-12-17 | 20
GT12 | 2210-4-GT12-PGA50AA701 | 2000241195 | 20PGA50AA701 | 20PGA50AA701 | COOLG.WATER PUMP-1 SUCTION VALVE | RMM | GMVLVE | B | X | 202028363 | 1997-03-08 | 000002602449 |  | ERP-MM-DC1 | 2011-12-17 | 20
GT12 | 2210-4-GT12-PGA50AA702 | 2000241203 | 20PGA50AA702 | 20PGA50AA702 | COOLG.WATER PUMP-2 SUCTION VALVE | RMM | GMVLVE | B | X | 202028363 | 1997-03-08 | 000002602473 |  | ERP-MM-DC1 | 2011-12-17 | 20
GT12 | 2210-4-GT12-PGA50AT001 | 2000241211 | 20PGA50AT001 | 20PGA50AT001 | COOLG.WATER PUMP SUCTION STRAINER | RMM | GMSTRN | C | X | 202028363 | 1997-03-08 | 000002602477 |  | ERP-MM-DC1 | 2011-12-17 | 20
GT12 | 2210-4-GT12-PGA50CP001 | 2000241219 | 20PGA50CP001 | 20PGA50CP001 | CW.PUMP DISCH.PRESSURE INDICATOR | RMI | GIIN-PR | C | X | 202028363 | 1997-03-08 | 000002602481 |  | ERP-MM-DC1 | 2011-12-17 | 20
GT12 | 2210-4-GT12-PGA50CT001 | 2000241227 | 20PGA50CT001 | 20PGA50CT001 | COOLING WATER TEMPERATURE INDICATOR | RMI | GIIN-TE | C | X | 202028363 | 1997-03-08 | 000002602485 |  | ERP-MM-DC1 | 2011-12-17 | 20
GT12 | 2210-4-GT12-PGA51AC001 | 2000241235 | 20PGA51AC001 | 20PGA51AC001 | COMBUSTION AUXILIARY FIN FAN COOLER-A | RMM | GMCOLR | B | X | 202028363 | 1997-03-08 | 000002602489 |  | ERP-MM-DC1 | 2011-12-17 | 20
GT12 | 2210-4-GT12-PGA51AC001-M01 | 2000241243 | 20PGA51AC001-M01 | 20PGA51AC001-M01 | COMBUST.TURB.AUX.FIN FAN COOLER -A MOTOR | RME | GEMOTR | B | X | 202028363 | 1997-03-08 | 000002602513 |  | ERP-MM-DC1 | 2011-12-17 | 20
GT12 | 2210-4-GT12-PGA51AN001 | 2000241251 | 20PGA51AN001 | 20PGA51AN001 | FIN TUBE RADIATOR COOLING WATER FAN-1 | RMM | GMFAN | B | X | 202028363 | 1997-03-08 | 000002602517 |  | ERP-MM-DC1 | 2011-12-17 | 20
GT12 | 2210-4-GT12-PGA51AN001-M01 | 2000241259 | 20PGA51AN001-M01 | 20PGA51AN001-M01 | MOTOR FOR FIN TUBE RADIATOR CW.FAN-1 | RME | GEMOTR | B | X | 202028363 | 1997-03-08 | 000002602521 |  | ERP-MM-DC1 | 2011-12-17 | 20
GT12 | 2210-4-GT12-PGA52AC001 | 2000241267 | 20PGA52AC001 | 20PGA52AC001 | COMBUSTION TURBINE AUX. FIN FAN COOLER-B | RMM | GMCOLR | B | X | 202028363 | 1997-03-08 | 000002602525 |  | ERP-MM-DC1 | 2011-12-17 | 20
GT12 | 2210-4-GT12-PGA52AC001-M01 | 2000241275 | 20PGA52AC001-M01 | 20PGA52AC001-M01 | COMBUST.TURB.AUX.FIN FAN COOLER-B MOTOR | RME | GEMOTR | B | X | 202028363 | 1997-03-08 | 000002602529 |  | ERP-MM-DC1 | 2011-12-17 | 20
GT12 | 2210-4-GT12-PGA52AN001 | 2000241283 | 20PGA52AN001 | 20PGA52AN001 | FIN TUBE RADIATOR COOLING WATER FAN-2 | RMM | GMFAN | B | X | 202028363 | 1997-03-08 | 000002602553 |  | ERP-MM-DC1 | 2011-12-17 | 20
GT12 | 2210-4-GT12-PGA52AN001-M01 | 2000241291 | 20PGA52AN001-M01 | 20PGA52AN001-M01 | MOTOR FOR FIN TUBE RADIATOR CW.FAN-2 | RME | GEMOTR | B | X | 202028363 | 1997-03-08 | 000002602557 |  | ERP-MM-DC1 | 2011-12-17 | 20
GT12 | 2210-4-GT12-PGA53AC001 | 2000241299 | 20PGA53AC001 | 20PGA53AC001 | COMBUSTION TURBINE AUX. FIN FAN COOLER-C | RMM | GMCOLR | B | X | 202028363 | 1997-03-08 | 000002602561 |  | ERP-MM-DC1 | 2011-12-17 | 20
GT12 | 2210-4-GT12-PGA53AC001-M01 | 2000241307 | 20PGA53AC001-M01 | 20PGA53AC001-M01 | COMBUST.TURB.AUX.FIN FAN COOLER-C MOTOR | RME | GEMOTR | B | X | 202028363 | 1997-03-08 | 000002602565 |  | ERP-MM-DC1 | 2011-12-17 | 20
GT12 | 2210-4-GT12-PGA53AN001 | 2000241315 | 20PGA53AN001 | 20PGA53AN001 | FIN TUBE RADIATOR COOLING WATER FAN-3 | RMM | GMFAN | B | X | 202028363 | 1997-03-08 | 000002602569 |  | ERP-MM-DC1 | 2011-12-17 | 20
GT12 | 2210-4-GT12-PGA53AN001-M01 | 2000241323 | 20PGA53AN001-M01 | 20PGA53AN001-M01 | MOTOR FOR FIN TUBE RADIATOR CW FAN-3 | RME | GEMOTR | B | X | 202028363 | 1997-03-08 | 000002602593 |  | ERP-MM-DC1 | 2011-12-17 | 20
GT12 | 2210-4-GT12-PGA54AC001 | 2000241331 | 20PGA54AC001 | 20PGA54AC001 | COMBUSTION TURBINE AUX. FIN FAN COOLER-D | RMM | GMCOLR | B | X | 202028363 | 1997-03-08 | 000002602597 |  | ERP-MM-DC1 | 2011-12-17 | 20
GT12 | 2210-4-GT12-PGA54AC001-M01 | 2000241339 | 20PGA54AC001-M01 | 20PGA54AC001-M01 | COMBUST.TURB.AUX.FIN FAN COOLER-D MOTOR | RME | GEMOTR | B | X | 202028363 | 1997-03-08 | 000002602601 |  | ERP-MM-DC1 | 2011-12-17 | 20
GT12 | 2210-4-GT12-PGA54AN001 | 2000241347 | 20PGA54AN001 | 20PGA54AN001 | FIN TUBE RADIATOR COOLING WATER FAN-4 | RMM | GMFAN | B | X | 202028363 | 1997-03-08 | 000002602605 |  | ERP-MM-DC1 | 2011-12-17 | 20
GT12 | 2210-4-GT12-PGA54AN001-M01 | 2000241355 | 20PGA54AN001-M01 | 20PGA54AN001-M01 | MOTOR FOR FIN TUBE RADIATOR CW FAN-4 | RME | GEMOTR | B | X | 202028363 | 1997-03-08 | 000002602609 |  | ERP-MM-DC1 | 2011-12-17 | 20
GT12 | 2210-4-GT12-PGA55AA001 | 2000241363 | 20PGA55AA001 | 20PGA55AA001 | LUBE OIL HEADER TEMP.REGULAING VALVE | RMM | GMVL-BA | B | X | 202028363 | 1997-03-08 | 000002602633 |  | ERP-MM-DC1 | 2011-12-17 | 20
GT12 | 2210-4-GT12-PGA55AA002 | 2000241371 | 20PGA55AA002 | 20PGA55AA002 | ATOM.AIR PRECOOLR.DISCH.AIR TEMP.REG.V/V | RMM | GMVL-BA | B | X | 202028363 | 1997-03-08 | 000002602637 |  | ERP-MM-DC1 | 2011-12-17 | 20
GT12 | 2210-4-GT12-PGA55AA709 | 2000241379 | 20PGA55AA709 | 20PGA55AA709 | FLAME DETECTOR COOL.WATER SUPPLY VALVE | RMM | GMVLVE | C | X | 202028363 | 1997-03-08 | 000002602641 |  | ERP-MM-DC1 | 2011-12-17 | 20
GT12 | 2210-4-GT12-PGA55AA710 | 2000241387 | 20PGA55AA710 | 20PGA55AA710 | FLAME DETECTOR COOL.WATER RETURN VALVE | RMM | GMVLVE | C | X | 202028363 | 1997-03-08 | 000002602645 |  | ERP-MM-DC1 | 2011-12-17 | 20
GT12 | 2210-4-GT12-PGA55BR001 | 2000241395 | 20PGA55BR001 | 20PGA55BR001 | COOL.WATER PIPING FOR TURB.SUPPORT LEGS | RMM | GMPIPE | C | X | 202028363 | 1997-03-08 | 000002602649 |  | ERP-MM-DC1 | 2011-12-17 | 20
GT12 | 2210-4-GT12-PGA71BB001 | 2000241403 | 20PGA71BB001 | 20PGA71BB001 | AUXILIARY WATER HEAD TANK | RMM | GMTANK | B | X | 202028363 | 1997-03-08 | 000002602673 |  | ERP-MM-DC1 | 2011-12-17 | 20
GT12 | 2210-4-GT12-PGA71CL001 | 2000241411 | 20PGA71CL001 | 20PGA71CL001 | AUX.WATER HEAD TANK LEVEL SWITCH | RMI | GISW-LV | C | X | 202028363 | 1997-03-08 | 000002602677 |  | ERP-MM-DC1 | 2011-12-17 | 20
GT12 | 2210-4-GT12-PGC50AP001 | 2000241419 | 20PGC50AP001 | 20PGC50AP001 | COOLING WATER PUMP-A | RMM | GMPUMP | B | X | 202028363 | 1997-03-08 | 000002602681 |  | ERP-MM-DC1 | 2011-12-17 | 20
GT12 | 2210-4-GT12-PGC50AP001-M01 | 2000241427 | 20PGC50AP001-M01 | 20PGC50AP001-M01 | COOLING WATER PUMP-A MOTOR | RME | GEMOTR | B | X | 202028363 | 1997-03-08 | 000002602685 |  | ERP-MM-DC1 | 2011-12-17 | 20
GT12 | 2210-4-GT12-PGC50AP002 | 2000241435 | 20PGC50AP002 | 20PGC50AP002 | COOLING WATER PUMP-B | RMM | GMPUMP | B | X | 202028363 | 1997-03-08 | 000002602689 |  | ERP-MM-DC1 | 2011-12-17 | 20
GT12 | 2210-4-GT12-PGC50AP002-M01 | 2000241443 | 20PGC50AP002-M01 | 20PGC50AP002-M01 | COOLING WATER PUMP-B MOTOR | RME | GEMOTR | B | X | 202028363 | 1997-03-08 | 000002602713 |  | ERP-MM-DC1 | 2011-12-17 | 20
GT12 | 2210-4-GT12-SAD10AH001 | 2000241451 | 20SAD10AH001 | 20SAD10AH001 | SPLIT AIR COND.-1 FOR LOCAL CONTROL ROOM | RMM | GMACU | B | X | 202028363 | 1997-03-08 | 000002602717 |  | ERP-MM-DC1 | 2011-12-17 | 20
GT12 | 2210-4-GT12-SAD10AH002 | 2000241459 | 20SAD10AH002 | 20SAD10AH002 | SPLIT AIR COND.-2 FOR LOCAL CONTROL ROOM | RMM | GMACU | B | X | 202028363 | 1997-03-08 | 000002602721 |  | ERP-MM-DC1 | 2011-12-17 | 20
GT12 | 2210-4-GT12-SAD20AH001 | 2000241467 | 20SAD20AH001 | 20SAD20AH001 | SPLIT AIR COND.-1 FOR GENR.AUX.COMPT. | RMM | GMACU | B | X | 202028363 | 1997-03-08 | 000002602725 |  | ERP-MM-DC1 | 2011-12-17 | 20
GT12 | 2210-4-GT12-SAD20AH002 | 2000241475 | 20SAD20AH002 | 20SAD20AH002 | SPLIT AIR COND.-2 FOR GENR.AUX.COMPT. | RMM | GMACU | B | X | 202028363 | 1997-03-08 | 000002602729 |  | ERP-MM-DC1 | 2011-12-17 | 20
GT12 | 2210-4-GT12-SGJ | 2000241483 | 20SGJ | 20SGJ | (CT) FIRE PROTECTION C02 SKID |  |  | C | X | 202028363 | 1997-03-08 | 000002602753 |  | ERP-MM-DC1 | 2011-12-17 | 20
GT12 | 2210-4-GT12-SGJ10AA301 | 2000241491 | 20SGJ10AA301 | 20SGJ10AA301 | CO2 SYSTEM BLEEDER VALVE | RMM | GMVLVE | B | X | 202028363 | 1997-03-08 | 000002602757 |  | ERP-MM-DC1 | 2011-12-17 | 20
GT12 | 2210-4-GT12-SGJ10AA302 | 2000241499 | 20SGJ10AA302 | 20SGJ10AA302 | CO2 SYSTEM SAFETY RELIEF VALVE | RMM | GMVL-RE | B | X | 202028363 | 1997-03-08 | 000002602761 |  | ERP-MM-DC1 | 2011-12-17 | 20
GT12 | 2210-4-GT12-SGJ10AA303 | 2000241507 | 20SGJ10AA303 | 20SGJ10AA303 | CO2 SYSTEM PRESSURE SAFETY RELIEF VALVE | RMM | GMVL-RE | B | X | 202028363 | 1997-03-08 | 000002602765 |  | ERP-MM-DC1 | 2011-12-17 | 20
GT12 | 2210-4-GT12-SGJ10AN001-M01 | 2000241515 | 20SGJ10AN001-M01 | 20SGJ10AN001-M01 | CO2 REFRIGERATION COMPRESSOR MOTOR | RME | GEMOTR | B | X | 202028363 | 1997-03-08 | 000002602769 |  | ERP-MM-DC1 | 2011-12-17 | 20
GT12 | 2210-4-GT12-SGJ10BB001 | 2000241523 | 20SGJ10BB001 | 20SGJ10BB001 | (CT)FIRE PROTECTION SYS.C02 STORAGE TANK | RMM | GMTANK | B | X | 202028363 | 1997-03-08 | 000002602793 |  | ERP-MM-DC1 | 2011-12-17 | 20
GT12 | 2210-4-GT12-SGY01CR001A | 2000241531 | 20SGY01CR001A | 20SGY01CR001A | FIRE DETECTOR - ACCESSORY COMPARTMENT | RMI | GIDTCT | C | X | 202028363 | 1997-03-08 | 000002602797 |  | ERP-MM-DC1 | 2011-12-17 | 20
GT12 | 2210-4-GT12-SGY01CR001B | 2000241539 | 20SGY01CR001B | 20SGY01CR001B | FIRE DETECTOR - ACCESSORY COMPARTMENT | RMI | GIDTCT | C | X | 202028363 | 1997-03-08 | 000002602801 |  | ERP-MM-DC1 | 2011-12-17 | 20
GT12 | 2210-4-GT12-SGY01CR002 | 2000241554 | 20SGY01CR002 | 20SGY01CR002 | FIRE DETECTOR - GENR.COLLECTOR END | RMI | GIDTCT | C | X | 202028363 | 1997-03-08 | 000002602808 |  | ERP-MM-DC1 | 2011-12-17 | 20
GT12 | 2210-4-GT12-SGY01CR002A | 2000241562 | 20SGY01CR002A | 20SGY01CR002A | FIRE DETECTOR - ACCESSORY COMPARTMENT | RMI | GIDTCT | C | X | 202028363 | 1997-03-08 | 000002602832 |  | ERP-MM-DC1 | 2011-12-17 | 20
GT12 | 2210-4-GT12-SGY01CR002B | 2000241570 | 20SGY01CR002B | 20SGY01CR002B | FIRE DETECTOR - ACCESSORY COMPARTMENT | RMI | GIDTCT | C | X | 202028363 | 1997-03-08 | 000002602836 |  | ERP-MM-DC1 | 2011-12-17 | 20
GT12 | 2210-4-GT12-SGY01CR004A | 2000241578 | 20SGY01CR004A | 20SGY01CR004A | FIRE DETECTOR - GENERATOR COMPARTMENT | RMI | GIDTCT | C | X | 202028363 | 1997-03-08 | 000002602840 |  | ERP-MM-DC1 | 2011-12-17 | 20
GT12 | 2210-4-GT12-SGY01CR004B | 2000241586 | 20SGY01CR004B | 20SGY01CR004B | FIRE DETECTOR - GENERATOR COMPARTMENT | RMI | GIDTCT | C | X | 202028363 | 1997-03-08 | 000002602854 |  | ERP-MM-DC1 | 2011-12-17 | 20
GT12 | 2210-4-GT12-SGY01CR005A | 2000241594 | 20SGY01CR005A | 20SGY01CR005A | FIRE DETECTOR - ACCESSORY COMPARTMENT | RMI | GIDTCT | C | X | 202028363 | 1997-03-08 | 000002602858 |  | ERP-MM-DC1 | 2011-12-17 | 20
GT12 | 2210-4-GT12-SGY01CR005B | 2000241602 | 20SGY01CR005B | 20SGY01CR005B | FIRE DETECTOR - ACCESSORY COMPARTMENT | RMI | GIDTCT | C | X | 202028363 | 1997-03-08 | 000002602872 |  | ERP-MM-DC1 | 2011-12-17 | 20
GT12 | 2210-4-GT12-SGY01CR022A | 2000241610 | 20SGY01CR022A | 20SGY01CR022A | SMOKE DETECTOR - PEECC | RMI | GIDTCT | C | X | 202028363 | 1997-03-08 | 000002602876 |  | ERP-MM-DC1 | 2011-12-17 | 20
GT12 | 2210-4-GT12-SGY01CR022B | 2000241618 | 20SGY01CR022B | 20SGY01CR022B | SMOKE DETECTOR - PEECC | RMI | GIDTCT | C | X | 202028363 | 1997-03-08 | 000002602880 |  | ERP-MM-DC1 | 2011-12-17 | 20
GT12 | 2210-4-GT12-SGY10CR001 | 2000241626 | 20SGY10CR001 | 20SGY10CR001 | COMBUSTIBLE GAS DETECTOR-TURB.COMPARTMT. | RMI | GIDTCT | C | X | 202028363 | 1997-03-08 | 000002602894 |  | ERP-MM-DC1 | 2011-12-17 | 20
GT12 | 2210-4-GT12-SGY10CR001A | 2000241634 | 20SGY10CR001A | 20SGY10CR001A | FIRE DETECTOR - TURBINE COMPARTMENT | RMI | GIDTCT | C | X | 202028363 | 1997-03-08 | 000002602898 |  | ERP-MM-DC1 | 2011-12-17 | 20
GT12 | 2210-4-GT12-SGY10CR001B | 2000241642 | 20SGY10CR001B | 20SGY10CR001B | FIRE DETECTOR - TURBINE COMPARTMENT | RMI | GIDTCT | C | X | 202028363 | 1997-03-08 | 000002602912 |  | ERP-MM-DC1 | 2011-12-17 | 20
GT12 | 2210-4-GT12-SGY10CR002 | 2000241650 | 20SGY10CR002 | 20SGY10CR002 | COMBUSTIBLE GAS DETECTOR-TURB.COMPARTMT. | RMI | GIDTCT | C | X | 202028363 | 1997-03-08 | 000002602916 |  | ERP-MM-DC1 | 2011-12-17 | 20
GT12 | 2210-4-GT12-SGY10CR002A | 2000241658 | 20SGY10CR002A | 20SGY10CR002A | FIRE DETECTOR - TURBINE COMPARTMENT | RMI | GIDTCT | C | X | 202028363 | 1997-03-08 | 000002602920 |  | ERP-MM-DC1 | 2011-12-17 | 20
GT12 | 2210-4-GT12-SGY10CR002B | 2000241666 | 20SGY10CR002B | 20SGY10CR002B | FIRE DETECTOR - TURBINE COMPARTMENT | RMI | GIDTCT | C | X | 202028363 | 1997-03-08 | 000002602934 |  | ERP-MM-DC1 | 2011-12-17 | 20
GT12 | 2210-4-GT12-SGY10CR003A | 2000241674 | 20SGY10CR003A | 20SGY10CR003A | FIRE DETECTOR - TURBINE COMPARTMENT | RMI | GIDTCT | C | X | 202028363 | 1997-03-08 | 000002602938 |  | ERP-MM-DC1 | 2011-12-17 | 20
GT12 | 2210-4-GT12-SGY10CR003B | 2000241682 | 20SGY10CR003B | 20SGY10CR003B | FIRE DETECTOR - TURBINE COMPARTMENT | RMI | GIDTCT | C | X | 202028363 | 1997-03-08 | 000002602952 |  | ERP-MM-DC1 | 2011-12-17 | 20
GT12 | 2210-4-GT12-SGY10CR008A | 2000241690 | 20SGY10CR008A | 20SGY10CR008A | FIRE DETECTOR - #3 BEARING TUNNEL | RMI | GIDTCT | C | X | 202028363 | 1997-03-08 | 000002602956 |  | ERP-MM-DC1 | 2011-12-17 | 20
GT12 | 2210-4-GT12-SGY10CR008B | 2000241698 | 20SGY10CR008B | 20SGY10CR008B | FIRE DETECTOR - #3 BEARING TUNNEL | RMI | GIDTCT | C | X | 202028363 | 1997-03-08 | 000002602960 |  | ERP-MM-DC1 | 2011-12-17 | 20
GT12 | 2210-4-GT12-SGY10CR009A | 2000241706 | 20SGY10CR009A | 20SGY10CR009A | FIRE DETECTOR - LOAD GEAR COMPARTMENT | RMI | GIDTCT | C | X | 202028363 | 1997-03-08 | 000002602974 |  | ERP-MM-DC1 | 2011-12-17 | 20
GT12 | 2210-4-GT12-SGY10CR009B | 2000241714 | 20SGY10CR009B | 20SGY10CR009B | FIRE DETECTOR - LOAD GEAR COMPARTMENT | RMI | GIDTCT | C | X | 202028363 | 1997-03-08 | 000002602978 |  | ERP-MM-DC1 | 2011-12-17 | 20
GT12 | 2210-4-GT12-SGY20CR001 | 2000241722 | 20SGY20CR001 | 20SGY20CR001 | COMBUSTIBLE GAS DETECTOR ACCESS.COMPTMT. | RMI | GIDTCT | C | X | 202028363 | 1997-03-08 | 000002602992 |  | ERP-MM-DC1 | 2011-12-17 | 20
GT12 | 2210-4-GT12-SGY20CR002 | 2000241730 | 20SGY20CR002 | 20SGY20CR002 | COMBUSTIBLE GAS DETECTOR ACCESS.COMPTMT. | RMI | GIDTCT | C | X | 202028363 | 1997-03-08 | 000002602996 |  | ERP-MM-DC1 | 2011-12-17 | 20
GT12 | 2210-4-GT12-UMB10 | 2000241738 | 20UMB10 | 20UMB10 | PACKGD.ELECTRCL&ELECTRONIC CONT.CNTR(LCR |  | GCBUILD | C | X | 202028363 | 1997-03-08 | 000002603000 |  | ERP-MM-DC1 | 2011-12-17 | 20
HR09 | 2210-4-HR09-HAC00AC001 | 2000241746 | 211HAC00AC001 | 211HBA00BF001-3 | HP ECONOMIZER/MODULE (3) | RMM | GMECMZ | C | X | 202028366 |  | 000002603014 |  | ERP-MM-DC1 | 2011-12-17 | 20
HR09 | 2210-4-HR09-HAC50AA001 | 2000241754 | 211HAC50AA001 | 211HAC50AA001 | HP FEEDWATER C.V. INLT ISOL VALVE | RMM | GMVL-MO | B | X | 202028366 |  | 000002603018 |  | ERP-MM-DC1 | 2011-12-17 | 20
HR09 | 2210-4-HR09-HAC50AA001-M01 | 2000241762 | 211HAC50AA001-M01 | 211HAC50XV01 | MOTOR FOR HPFW CV I/L VALVE | RME | GEMOTR | B | X | 202028366 |  | 000002603032 |  | ERP-MM-DC1 | 2011-12-17 | 20
HR09 | 2210-4-HR09-HAC50AA002 | 2000241770 | 211HAC50AA002 | 211HAC50FV01 | HP FEEDWATER FLOW CONTROL VALVE | RMM | GMVL-BA | B | X | 202028366 |  | 000002603036 |  | ERP-MM-DC1 | 2011-12-17 | 20
HR09 | 2210-4-HR09-HAC50AA003 | 2000241778 | 211HAC50AA003 | 211HAC50AA003 | HP FEEDWATER C.V. OUTLET ISOL VALVE | RMM | GMVL-MO | B | X | 202028366 |  | 000002603040 |  | ERP-MM-DC1 | 2011-12-17 | 20
HR09 | 2210-4-HR09-HAC50AA003-M01 | 2000241786 | 211HAC50AA003-M01 | 211HAC50XV02 | MOTOR FOR HPFW CV O/L VALVE | RME | GEMOTR | B | X | 202028366 |  | 000002603054 |  | ERP-MM-DC1 | 2011-12-17 | 20
HR09 | 2210-4-HR09-HAC50AA004 | 2000241794 | 211HAC50AA004 | 211HAC50AA004 | HP FEEDWATER C.V. BYPASS VALVE | RMM | GMVL-MO | B | X | 202028366 |  | 000002603058 |  | ERP-MM-DC1 | 2011-12-17 | 20
HR09 | 2210-4-HR09-HAC50AA004-M01 | 2000241802 | 211HAC50AA004-M01 | 211HAC50XV03 | MOTOR FOR HPFW CV BYPASS VALVE | RME | GEMOTR | B | X | 202028366 |  | 000002603072 |  | ERP-MM-DC1 | 2011-12-17 | 20
HR09 | 2210-4-HR09-HAC50AA301 | 2000241810 | 211HAC50AA301 | 211HAC50AA301 | HP FEEDWATER PRESS.INDICATOR ISOL.VALVE | RMM | GMVLVE | B | X | 202028366 |  | 000002603076 |  | ERP-MM-DC1 | 2011-12-17 | 20
HR09 | 2210-4-HR09-HAC50AA302 | 2000241818 | 211HAC50AA302 | 211HAC50AA302 | HP FEEDWATER PRESS.INDICATOR ISOL.VALVE | RMM | GMVLVE | B | X | 202028366 |  | 000002603080 |  | ERP-MM-DC1 | 2011-12-17 | 20
HR09 | 2210-4-HR09-HAC50AA401 | 2000241826 | 211HAC50AA401 | 211HAC50AA401 | HP FEEDWATER DRAIN GLOBE VALVE/T-TYPE | RMM | GMVLVE | B | X | 202028366 |  | 000002603094 |  | ERP-MM-DC1 | 2011-12-17 | 20
HR09 | 2210-4-HR09-HAC50AA402 | 2000241834 | 211HAC50AA402 | 211HAC50AA402 | HP FEEDWATER DRAIN GLOBE VALVE/T-TYPE | RMM | GMVLVE | B | X | 202028366 |  | 000002603098 |  | ERP-MM-DC1 | 2011-12-17 | 20
HR09 | 2210-4-HR09-HAC50AA403 | 2000241842 | 211HAC50AA403 | 211HAC50AA403 | HP FEEDWATER DRAIN GLOBE VALVE/T-TYPE | RMM | GMVLVE | B | X | 202028366 |  | 000002603112 |  | ERP-MM-DC1 | 2011-12-17 | 20
HR09 | 2210-4-HR09-HAC50AA404 | 2000241850 | 211HAC50AA404 | 211HAC50AA404 | HP FEEDWATER DRAIN GLOBE VALVE/T-TYPE | RMM | GMVLVE | B | X | 202028366 |  | 000002603116 |  | ERP-MM-DC1 | 2011-12-17 | 20
HR09 | 2210-4-HR09-HAC50AA405 | 2000241858 | 211HAC50AA405 | 211HAC50AA405 | HP FEEDWATER DRAIN GLOBE VALVE/T-TYPE | RMM | GMVLVE | B | X | 202028366 |  | 000002603120 |  | ERP-MM-DC1 | 2011-12-17 | 20
HR09 | 2210-4-HR09-HAC50AA406 | 2000241866 | 211HAC50AA406 | 211HAC50AA406 | HP FEEDWATER DRAIN GLOBE VALVE/T-TYPE | RMM | GMVLVE | B | X | 202028366 |  | 000002603134 |  | ERP-MM-DC1 | 2011-12-17 | 20
HR09 | 2210-4-HR09-HAC50AA501 | 2000241874 | 211HAC50AA501 | 211HAC50AA501 | HP ECO VENT GLOBE VALVE/Y-TYPE | RMM | GMVLVE | B | X | 202028366 |  | 000002603138 |  | ERP-MM-DC1 | 2011-12-17 | 20
HR09 | 2210-4-HR09-HAC50AA502 | 2000241882 | 211HAC50AA502 | 211HAC50AA502 | HP ECO VENT GLOBE VALVE/Y-TYPE | RMM | GMVLVE | B | X | 202028366 |  | 000002603152 |  | ERP-MM-DC1 | 2011-12-17 | 20
HR09 | 2210-4-HR09-HAC50CF000 | 2000241890 | 211HAC50CF000 | 211HAC50FV01 | CONTROL VALVE | RMM | GMVL-BA | B | X | 202028366 |  | 000002603156 |  | ERP-MM-DC1 | 2011-12-17 | 20
HR09 | 2210-4-HR09-HAC50CP001 | 2000241898 | 211HAC50CP001 | 211HAC50PT01 | HP.FW.TO STM.DRUM PRESS.TRANSMITTER | RMI | GIXM-DP | C | X | 202028366 |  | 000002603160 |  | ERP-MM-DC1 | 2011-12-17 | 20
HR09 | 2210-4-HR09-HAC50CT001 | 2000241906 | 211HAC50CT001 | 211HAC50CT001 | HP FW TEMP.ELEMENT BEFORE FCV | RMI | GIEL-TE | C | X | 202028366 |  | 000002603174 |  | ERP-MM-DC1 | 2011-12-17 | 20
HR09 | 2210-4-HR09-HAD00 | 2000241914 | 211HAD00 | 211HAD00 | LOCAL INDICATORS | RMI | GIINDC | C | X | 202028366 |  | 000002603178 |  | ERP-MM-DC1 | 2011-12-17 | 20
HR09 | 2210-4-HR09-HAD00AC001 | 2000241922 | 211HAD00AC001 | 211HBA00BF001-2 | HP EVAPORATOR/MODULE (2) | RMM | GMEVPR | C | X | 202028366 |  | 000002603192 |  | ERP-MM-DC1 | 2011-12-17 | 20
HR09 | 2210-4-HR09-HAD00AC002 | 2000241930 | 211HAD00AC002 | 211HBA00BF001-4 | LP EVAPORATOR MODULE (4) | RMM | GMEVPR | C | X | 202028366 |  | 000002603196 |  | ERP-MM-DC1 | 2011-12-17 | 20
HR09 | 2210-4-HR09-HAD00CT000 | 2000241938 | 211HAD00CT000 | 211HAD00CT000 | TEMP ELEMENTS | RMI | GIEL-TE | C | X | 202028366 |  | 000002603200 |  | ERP-MM-DC1 | 2011-12-17 | 20
HR09 | 2210-4-HR09-HAD10AA | 2000241946 | 211HAD10AA | 211HAD10AA | HRSG-1 LP DRUM VALVES GROUP-1 | RMM | GMVLVE | C | X | 202028366 |  | 000002603214 |  | ERP-MM-DC1 | 2011-12-17 | 20
HR09 | 2210-4-HR09-HAD10AA191 | 2000241954 | 211HAD10AA191 | 211HAD10PSV01 | LP ST DRUM SAFETY RELIEF VALVE-A | RMM | GMVL-RE | C | X | 202028366 |  | 000002603218 |  | ERP-MM-DC1 | 2011-12-17 | 20
HR09 | 2210-4-HR09-HAD10AA192 | 2000241962 | 211HAD10AA192 | 211HAD10PSV02 | LP ST DRUM SAFETY RELIEF VALVE-B | RMM | GMVL-RE | C | X | 202028366 |  | 000002603232 |  | ERP-MM-DC1 | 2011-12-17 | 20
HR09 | 2210-4-HR09-HAD10AA193 | 2000241970 | 211HAD10AA193 | 211HAD10AA193 | LP ST DRUM VACUUM VALVE | RMM | GMVL-RE | C | X | 202028366 |  | 000002603236 |  | ERP-MM-DC1 | 2011-12-17 | 20
HR09 | 2210-4-HR09-HAD10AA301 | 2000241978 | 211HAD10AA301 | 211HAD10AA301 | LP ST DRUM LEVEL INDICATOR ISOL. VALVE | RMM | GMVLVE | B | X | 202028366 |  | 000002603240 |  | ERP-MM-DC1 | 2011-12-17 | 20
HR09 | 2210-4-HR09-HAD10AA302 | 2000241986 | 211HAD10AA302 | 211HAD10AA302 | LP ST DRUM LEVEL INDICATOR ISOL. VALVE | RMM | GMVLVE | B | X | 202028366 |  | 000002603254 |  | ERP-MM-DC1 | 2011-12-17 | 20
HR09 | 2210-4-HR09-HAD10AA303 | 2000241994 | 211HAD10AA303 | 211HAD10AA303 | LP ST DRUM LEVEL INDICATOR ISOL. VALVE | RMM | GMVLVE | B | X | 202028366 |  | 000002603258 |  | ERP-MM-DC1 | 2011-12-17 | 20
HR09 | 2210-4-HR09-HAD10AA304 | 2000242002 | 211HAD10AA304 | 211HAD10AA304 | LP ST DRUM LEVEL INDICATOR ISOL. VALVE | RMM | GMVLVE | B | X | 202028366 |  | 000002603272 |  | ERP-MM-DC1 | 2011-12-17 | 20
HR09 | 2210-4-HR09-HAD10AA305 | 2000242010 | 211HAD10AA305 | 211HAD10AA305 | LP ST DRUM LEVEL INDICATOR ISOL. VALVE | RMM | GMVLVE | B | X | 202028366 |  | 000002603276 |  | ERP-MM-DC1 | 2011-12-17 | 20
HR09 | 2210-4-HR09-HAD10AA306 | 2000242018 | 211HAD10AA306 | 211HAD10AA306 | LP ST DRUM LEVEL INDICATOR ISOL. VALVE | RMM | GMVLVE | B | X | 202028366 |  | 000002603280 |  | ERP-MM-DC1 | 2011-12-17 | 20
HR09 | 2210-4-HR09-HAD10AA307 | 2000242026 | 211HAD10AA307 | 211HAD10AA307 | LP ST DRUM LEVEL INDICATOR ISOL. VALVE | RMM | GMVLVE | B | X | 202028366 |  | 000002603294 |  | ERP-MM-DC1 | 2011-12-17 | 20
HR09 | 2210-4-HR09-HAD10AA308 | 2000242034 | 211HAD10AA308 | 211HAD10AA308 | LP ST DRUM LEVEL INDICATOR ISOL. VALVE | RMM | GMVLVE | B | X | 202028366 |  | 000002603298 |  | ERP-MM-DC1 | 2011-12-17 | 20
HR09 | 2210-4-HR09-HAD10AA309 | 2000242042 | 211HAD10AA309 | 211HAD10AA309 | LP ST DRUM LEVEL TRANSMITTER ISOL. VALVE | RMM | GMVLVE | C | X | 202028366 |  | 000002603312 |  | ERP-MM-DC1 | 2011-12-17 | 20
HR09 | 2210-4-HR09-HAD10AA310 | 2000242050 | 211HAD10AA310 | 211HAD10AA310 | LP ST DRUM LEVEL TRANSMITTER ISOL. VALVE | RMM | GMVLVE | C | X | 202028366 |  | 000002603316 |  | ERP-MM-DC1 | 2011-12-17 | 20
HR09 | 2210-4-HR09-HAD10AA311 | 2000242058 | 211HAD10AA311 | 211HAD10AA311 | LP ST DRUM LEVEL TRANSMITTER ISOL. VALVE | RMM | GMVLVE | C | X | 202028366 |  | 000002603320 |  | ERP-MM-DC1 | 2011-12-17 | 20
HR09 | 2210-4-HR09-HAD10AA312 | 2000242066 | 211HAD10AA312 | 211HAD10AA312 | LP ST DRUM LEVEL TRANSMITTER ISOL. VALVE | RMM | GMVLVE | C | X | 202028366 |  | 000002603334 |  | ERP-MM-DC1 | 2011-12-17 | 20
HR09 | 2210-4-HR09-HAD10AA313 | 2000242074 | 211HAD10AA313 | 211HAD10AA313 | LP ST DRUM LEVEL TRANSMITTER ISOL. VALVE | RMM | GMVLVE | C | X | 202028366 |  | 000002603338 |  | ERP-MM-DC1 | 2011-12-17 | 20
HR09 | 2210-4-HR09-HAD10AA314 | 2000242082 | 211HAD10AA314 | 211HAD10AA314 | LP ST DRUM LEVEL TRANSMITTER ISOL. VALVE | RMM | GMVLVE | C | X | 202028366 |  | 000002603352 |  | ERP-MM-DC1 | 2011-12-17 | 20
HR09 | 2210-4-HR09-HAD10AA315 | 2000242090 | 211HAD10AA315 | 211HAD10AA315 | LP ST DRUM LEVEL TRANSMITTER ISOL. VALVE | RMM | GMVLVE | C | X | 202028366 |  | 000002603356 |  | ERP-MM-DC1 | 2011-12-17 | 20
HR09 | 2210-4-HR09-HAD10AA316 | 2000242098 | 211HAD10AA316 | 211HAD10AA316 | LP ST DRUM LEVEL TRANSMITTER ISOL. VALVE | RMM | GMVLVE | C | X | 202028366 |  | 000002603360 |  | ERP-MM-DC1 | 2011-12-17 | 20
HR09 | 2210-4-HR09-HAD10AA317 | 2000242106 | 211HAD10AA317 | 211HAD10AA317 | LP ST DRUM LEVEL TRANSMITTER ISOL. VALVE | RMM | GMVLVE | C | X | 202028366 |  | 000002603374 |  | ERP-MM-DC1 | 2011-12-17 | 20
HR09 | 2210-4-HR09-HAD10AA318 | 2000242114 | 211HAD10AA318 | 211HAD10AA318 | LP ST DRUM LEVEL TRANSMITTER ISOL. VALVE | RMM | GMVLVE | C | X | 202028366 |  | 000002603378 |  | ERP-MM-DC1 | 2011-12-17 | 20
HR09 | 2210-4-HR09-HAD10AA319 | 2000242122 | 211HAD10AA319 | 211HAD10AA319 | LP ST DRUM LEVEL TRANSMITTER ISOL. VALVE | RMM | GMVLVE | C | X | 202028366 |  | 000002603392 |  | ERP-MM-DC1 | 2011-12-17 | 20
HR09 | 2210-4-HR09-HAD10AA320 | 2000242130 | 211HAD10AA320 | 211HAD10AA320 | LP ST DRUM LEVEL TRANSMITTER ISOL. VALVE | RMM | GMVLVE | C | X | 202028366 |  | 000002603396 |  | ERP-MM-DC1 | 2011-12-17 | 20
HR09 | 2210-4-HR09-HAD10AA321 | 2000242138 | 211HAD10AA321 | 211HAD10AA321 | LP ST DRUM LEVEL TRANSMITTER ISOL. VALVE | RMM | GMVLVE | C | X | 202028366 |  | 000002603400 |  | ERP-MM-DC1 | 2011-12-17 | 20
HR09 | 2210-4-HR09-HAD10AA322 | 2000242146 | 211HAD10AA322 | 211HAD10AA322 | LP ST DRUM LEVEL TRANSMITTER ISOL. VALVE | RMM | GMVLVE | C | X | 202028366 |  | 000002603414 |  | ERP-MM-DC1 | 2011-12-17 | 20
HR09 | 2210-4-HR09-HAD10AA323 | 2000242154 | 211HAD10AA323 | 211HAD10AA323 | LP ST DRUM LEVEL TRANSMITTER ISOL. VALVE | RMM | GMVLVE | C | X | 202028366 |  | 000002603418 |  | ERP-MM-DC1 | 2011-12-17 | 20
HR09 | 2210-4-HR09-HAD10AA324 | 2000242162 | 211HAD10AA324 | 211HAD10AA324 | LP ST DRUM LEVEL TRANSMITTER ISOL. VALVE | RMM | GMVLVE | C | X | 202028366 |  | 000002603432 |  | ERP-MM-DC1 | 2011-12-17 | 20
HR09 | 2210-4-HR09-HAD10AA325 | 2000242170 | 211HAD10AA325 | 211HAD10AA325 | LP ST DRUM PRESS. INDICATOR ISOL. VALVE | RMM | GMVLVE | B | X | 202028366 |  | 000002603436 |  | ERP-MM-DC1 | 2011-12-17 | 20
HR09 | 2210-4-HR09-HAD10AA326 | 2000242178 | 211HAD10AA326 | 211HAD10AA326 | LP ST DRUM PRESS. INDICATOR ISOL. VALVE | RMM | GMVLVE | B | X | 202028366 |  | 000002603440 |  | ERP-MM-DC1 | 2011-12-17 | 20
HR09 | 2210-4-HR09-HAD10AA327 | 2000242186 | 211HAD10AA327 | 211HAD10AA327 | LP ST DRUM PRESS. INDICATOR ISOL. VALVE | RMM | GMVLVE | B | X | 202028366 |  | 000002603454 |  | ERP-MM-DC1 | 2011-12-17 | 20
HR09 | 2210-4-HR09-HAD10AA328 | 2000242194 | 211HAD10AA328 | 211HAD10AA328 | LP ST DRUM PRESS. INDICATOR ISOL. VALVE | RMM | GMVLVE | B | X | 202028366 |  | 000002603458 |  | ERP-MM-DC1 | 2011-12-17 | 20
HR09 | 2210-4-HR09-HAD10AA329 | 2000242202 | 211HAD10AA329 | 211HAD10AA329 | LP ST DRUM PRESS. INDICATOR ISOL. VALVE | RMM | GMVLVE | B | X | 202028366 |  | 000002603472 |  | ERP-MM-DC1 | 2011-12-17 | 20
HR09 | 2210-4-HR09-HAD10AA330 | 2000242210 | 211HAD10AA330 | 211HAD10AA330 | LP ST DRUM PRESS. INDICATOR ISOL. VALVE | RMM | GMVLVE | B | X | 202028366 |  | 000002603476 |  | ERP-MM-DC1 | 2011-12-17 | 20
HR09 | 2210-4-HR09-HAD10AA331 | 2000242218 | 211HAD10AA331 | 211HAD10AA331 | LP ST DRUM PRESS. INDICATOR ISOL. VALVE | RMM | GMVLVE | B | X | 202028366 |  | 000002603480 |  | ERP-MM-DC1 | 2011-12-17 | 20
HR09 | 2210-4-HR09-HAD10AA332 | 2000242226 | 211HAD10AA332 | 211HAD10AA332 | LP ST DRUM PRESS. INDICATOR ISOL. VALVE | RMM | GMVLVE | B | X | 202028366 |  | 000002603494 |  | ERP-MM-DC1 | 2011-12-17 | 20
HR09 | 2210-4-HR09-HAD10AA401 | 2000242234 | 211HAD10AA401 | 211HAD10AA401 | LP ST DRUM INTERM.BLOWDOWN ISOL.VALVE | RMM | GMVL-MO | C | X | 202028366 |  | 000002603498 |  | ERP-MM-DC1 | 2011-12-17 | 20
HR09 | 2210-4-HR09-HAD10AA402 | 2000242242 | 211HAD10AA402 | 211HAD10AA402 | LP ST DRUM INTERM.BLOWDOWN ISOL.VALVE | RMM | GMVLVE | B | X | 202028366 |  | 000002603512 |  | ERP-MM-DC1 | 2011-12-17 | 20
HR09 | 2210-4-HR09-HAD10AA403 | 2000242250 | 211HAD10AA403 | 211HAD10AA403 | LP ST DRUM LEV.INDICATOR DRAIN VALVE | RMM | GMVLVE | B | X | 202028366 |  | 000002603516 |  | ERP-MM-DC1 | 2011-12-17 | 20
HR09 | 2210-4-HR09-HAD10AA404 | 2000242258 | 211HAD10AA404 | 211HAD10AA404 | LP ST DRUM LEV.INDICATOR DRAIN VALVE | RMM | GMVLVE | B | X | 202028366 |  | 000002603520 |  | ERP-MM-DC1 | 2011-12-17 | 20
HR09 | 2210-4-HR09-HAD10AA405 | 2000242266 | 211HAD10AA405 | 211HAD10AA405 | LP ST DRUM LEV.INDICATOR DRAIN VALVE | RMM | GMVLVE | B | X | 202028366 |  | 000002603534 |  | ERP-MM-DC1 | 2011-12-17 | 20
HR09 | 2210-4-HR09-HAD10AA406 | 2000242274 | 211HAD10AA406 | 211HAD10AA406 | LP ST DRUM LEV.INDICATOR DRAIN VALVE | RMM | GMVLVE | B | X | 202028366 |  | 000002603538 |  | ERP-MM-DC1 | 2011-12-17 | 20
HR09 | 2210-4-HR09-HAD10AA407 | 2000242282 | 211HAD10AA407 | 211HAD10AA407 | LP ST DRUM LEV.INDICATOR DRAIN VALVE | RMM | GMVLVE | B | X | 202028366 |  | 000002603552 |  | ERP-MM-DC1 | 2011-12-17 | 20
HR09 | 2210-4-HR09-HAD10AA408 | 2000242290 | 211HAD10AA408 | 211HAD10AA408 | LP ST DRUM LEV.INDICATOR DRAIN VALVE | RMM | GMVLVE | B | X | 202028366 |  | 000002603556 |  | ERP-MM-DC1 | 2011-12-17 | 20
HR09 | 2210-4-HR09-HAD10AA501 | 2000242298 | 211HAD10AA501 | 211HAD10AA501 | LP DRUM RISER (BC002) VENT VALVE | RMM | GMVLVE | B | X | 202028366 |  | 000002603560 |  | ERP-MM-DC1 | 2011-12-17 | 20
HR09 | 2210-4-HR09-HAD10AA502 | 2000242306 | 211HAD10AA502 | 211HAD10AA502 | LP DRUM RISER (BC002) VENT VALVE/T-TYPE | RMM | GMVLVE | B | X | 202028366 |  | 000002603574 |  | ERP-MM-DC1 | 2011-12-17 | 20
HR09 | 2210-4-HR09-HAD10AA503 | 2000242314 | 211HAD10AA503 | 211HAD10AA503 | LP RISER VENT VALVE | RMM | GMVLVE | B | X | 202028366 |  | 000002603578 |  | ERP-MM-DC1 | 2011-12-17 | 20
HR09 | 2210-4-HR09-HAD10AA504 | 2000242322 | 211HAD10AA504 | 211HAD10AA504 | LP RISER VENT VALVE/T-TYPE | RMM | GMVLVE | B | X | 202028366 |  | 000002603592 |  | ERP-MM-DC1 | 2011-12-17 | 20
HR09 | 2210-4-HR09-HAD10AA505 | 2000242330 | 211HAD10AA505 | 211HAD10AA505 | LP ST DRUM LEV.INDICATOR VENT VALVE | RMM | GMVLVE | B | X | 202028366 |  | 000002603596 |  | ERP-MM-DC1 | 2011-12-17 | 20
HR09 | 2210-4-HR09-HAD10AA506 | 2000242338 | 211HAD10AA506 | 211HAD10AA506 | LP ST DRUM LEV.INDICATOR VENT VALVE | RMM | GMVLVE | B | X | 202028366 |  | 000002603600 |  | ERP-MM-DC1 | 2011-12-17 | 20
HR09 | 2210-4-HR09-HAD10AA507 | 2000242346 | 211HAD10AA507 | 211HAD10AA507 | LP ST DRUM LEV.INDICATOR VENT VALVE | RMM | GMVLVE | B | X | 202028366 |  | 000002603614 |  | ERP-MM-DC1 | 2011-12-17 | 20
HR09 | 2210-4-HR09-HAD10AA508 | 2000242354 | 211HAD10AA508 | 211HAD10AA508 | LP ST DRUM LEV.INDICATOR VENT VALVE | RMM | GMVLVE | B | X | 202028366 |  | 000002603618 |  | ERP-MM-DC1 | 2011-12-17 | 20
HR09 | 2210-4-HR09-HAD10AA509 | 2000242362 | 211HAD10AA509 | 211HAD10AA509 | LP ST DRUM LEV.TRNSMTR.VENT VALVE | RMM | GMVLVE | C | X | 202028366 |  | 000002603632 |  | ERP-MM-DC1 | 2011-12-17 | 20
HR09 | 2210-4-HR09-HAD10AA510 | 2000242370 | 211HAD10AA510 | 211HAD10AA510 | LP ST DRUM LEV.TRNSMTR.VENT VALVE | RMM | GMVLVE | C | X | 202028366 |  | 000002603636 |  | ERP-MM-DC1 | 2011-12-17 | 20
HR09 | 2210-4-HR09-HAD10AA511 | 2000242378 | 211HAD10AA511 | 211HAD10AA511 | LP ST DRUM LEV.TRNSMTR.VENT VALVE | RMM | GMVLVE | C | X | 202028366 |  | 000002603640 |  | ERP-MM-DC1 | 2011-12-17 | 20
HR09 | 2210-4-HR09-HAD10AA512 | 2000242386 | 211HAD10AA512 | 211HAD10AA512 | LP ST DRUM LEV.TRNSMTR.VENT VALVE | RMM | GMVLVE | C | X | 202028366 |  | 000002603654 |  | ERP-MM-DC1 | 2011-12-17 | 20
HR09 | 2210-4-HR09-HAD10AA513 | 2000242394 | 211HAD10AA513 | 211HAD10AA513 | LP ST DRUM LEV.TRNSMTR.VENT VALVE | RMM | GMVLVE | C | X | 202028366 |  | 000002603658 |  | ERP-MM-DC1 | 2011-12-17 | 20
HR09 | 2210-4-HR09-HAD10AA514 | 2000242402 | 211HAD10AA514 | 211HAD10AA514 | LP ST DRUM LEV.TRNSMTR.VENT VALVE | RMM | GMVLVE | C | X | 202028366 |  | 000002603672 |  | ERP-MM-DC1 | 2011-12-17 | 20
HR09 | 2210-4-HR09-HAD10AA515 | 2000242410 | 211HAD10AA515 | 211HAD10AA515 | LP ST DRUM LEV.TRNSMTR.VENT VALVE | RMM | GMVLVE | C | X | 202028366 |  | 000002603676 |  | ERP-MM-DC1 | 2011-12-17 | 20
HR09 | 2210-4-HR09-HAD10AA516 | 2000242418 | 211HAD10AA516 | 211HAD10AA516 | LP ST DRUM LEV.TRNSMTR.VENT VALVE | RMM | GMVLVE | C | X | 202028366 |  | 000002603680 |  | ERP-MM-DC1 | 2011-12-17 | 20
HR09 | 2210-4-HR09-HAD10BB001 | 2000242426 | 211HAD10BB001 | 211HAD10BB001 | LP STEAM DRUM | RMM | GMDRUM | C | X | 202028366 |  | 000002603694 |  | ERP-MM-DC1 | 2011-12-17 | 20
HR09 | 2210-4-HR09-HAD10BS001 | 2000242434 | 211HAD10BS001 | 211HAD10BS001 | PSV SILENCER, LP/DA SATURATED STEAM | RMM | GMSLNR | C | X | 202028366 |  | 000002603698 |  | ERP-MM-DC1 | 2011-12-17 | 20
HR09 | 2210-4-HR09-HAD10BS002 | 2000242442 | 211HAD10BS002 | 211HAD10BS002 | PSV SILENCER, LP/DA SATURATED STEAM | RMM | GMSLNR | C | X | 202028366 |  | 000002603712 |  | ERP-MM-DC1 | 2011-12-17 | 20
HR09 | 2210-4-HR09-HAD10CL001 | 2000242450 | 211HAD10CL001 | 211HAD10LT3A | LP STEAM DRUM LEVEL TRANSMITTER | RMI | GIXM-LC | C | X | 202028366 |  | 000002603716 |  | ERP-MM-DC1 | 2011-12-17 | 20
HR09 | 2210-4-HR09-HAD10CL002 | 2000242458 | 211HAD10CL002 | 211HAD10LT3B | LP STEAM DRUM LEVEL TRANSMITTER | RMI | GIXM-LC | C | X | 202028366 |  | 000002603720 |  | ERP-MM-DC1 | 2011-12-17 | 20
HR09 | 2210-4-HR09-HAD10CL003 | 2000242466 | 211HAD10CL003 | 211HAD10LT3C | LP STEAM DRUM LEVEL TRANSMITTER | RMI | GIXM-LC | C | X | 202028366 |  | 000002603734 |  | ERP-MM-DC1 | 2011-12-17 | 20
HR09 | 2210-4-HR09-HAD10CL501 | 2000242474 | 211HAD10CL501 | 211HAD10CL501 | LP DRUM LEVEL GAUGE | RMI | GIIN-LV | B | X | 202028366 |  | 000002603738 |  | ERP-MM-DC1 | 2011-12-17 | 20
HR09 | 2210-4-HR09-HAD10CL502 | 2000242483 | 211HAD10CL502 | 211HAD10CL502 | LP DRUM LEVEL GAUGE | RMI | GIIN-LV | B | X | 202028366 |  | 000002603752 |  | ERP-MM-DC1 | 2011-12-17 | 20
HR09 | 2210-4-HR09-HAD10CL503 | 2000242491 | 211HAD10CL503 | 211HAD10CL503 | LP DRUM HYDRASTER LEVEL GAUGE | RMI | GIIN-LV | B | X | 202028366 |  | 000002603756 |  | ERP-MM-DC1 | 2011-12-17 | 20
HR09 | 2210-4-HR09-HAD10CP001 | 2000242499 | 211HAD10CP001 | 211HAD10PT3A | LP STEAM DRUM PRESSURE TRANSMITTER | RMI | GIXM-DP | C | X | 202028366 |  | 000002603760 |  | ERP-MM-DC1 | 2011-12-17 | 20
HR09 | 2210-4-HR09-HAD10CP002 | 2000242507 | 211HAD10CP002 | 211HAD10PT3B | LP STEAM DRUM PRESSURE TRANSMITTER | RMI | GIXM-DP | C | X | 202028366 |  | 000002603774 |  | ERP-MM-DC1 | 2011-12-17 | 20
HR09 | 2210-4-HR09-HAD10CP003 | 2000242515 | 211HAD10CP003 | 211HAD10PI3C | LP STEAM DRUM PRESSURE TRANSMITTER | RMI | GIXM-DP | C | X | 202028366 |  | 000002603778 |  | ERP-MM-DC1 | 2011-12-17 | 20
HR09 | 2210-4-HR09-HAD10CP501 | 2000242523 | 211HAD10CP501 | 211HAD10CP501 | LP STEAM DRUM PRESSURE INDICATOR | RMI | GIIN-PR | C | X | 202028366 |  | 000002603792 |  | ERP-MM-DC1 | 2011-12-17 | 20
HR09 | 2210-4-HR09-HAD10CT001 | 2000242531 | 211HAD10CT001 | 211HAD10TE01 | LP STEAM DRUM TEMPERATURE ELEMENT | RMI | GIEL-TE | C | X | 202028366 |  | 000002603796 |  | ERP-MM-DC1 | 2011-12-17 | 20
HR09 | 2210-4-HR09-HAD10CT401 | 2000242539 | 211HAD10CT401 | 211HAD10CT401 | LP ST.DRUM RISER TEMP.TEST POCKET | RMI | GITHRW | C | X | 202028366 |  | 000002603800 |  | ERP-MM-DC1 | 2011-12-17 | 20
HR09 | 2210-4-HR09-HAD10GH001 | 2000242547 | 211HAD10GH001 | 211HAD10LT04 | LP/DA HYDRASTEP COTNROL UNIT | RMI | GICTLR | C | X | 202028366 |  | 000002603814 |  | ERP-MM-DC1 | 2011-12-17 | 20
HR09 | 2210-4-HR09-HAD50AA191 | 2000242555 | 211HAD50AA191 | 211HAD50AA191 | HP ST.DRUM SAFETY VALVE | RMM | GMVL-RE | C | X | 202028366 |  | 000002603818 |  | ERP-MM-DC1 | 2011-12-17 | 20
HR09 | 2210-4-HR09-HAD50AA192 | 2000242563 | 211HAD50AA192 | 211HAD50AA192 | HP ST.DRUM SA-V SAFETY VALVE | RMM | GMVL-RE | C | X | 202028366 |  | 000002603832 |  | ERP-MM-DC1 | 2011-12-17 | 20
HR09 | 2210-4-HR09-HAD50AA301 | 2000242571 | 211HAD50AA301 | 211HAD50AA301 | HP ST.DRUM LEV.INDICATOR ISOL.VALVE | RMM | GMVLVE | B | X | 202028366 |  | 000002603836 |  | ERP-MM-DC1 | 2011-12-17 | 20
HR09 | 2210-4-HR09-HAD50AA302 | 2000242579 | 211HAD50AA302 | 211HAD50AA302 | HP ST.DRUM LEV.INDICATOR ISOL.VALVE | RMM | GMVLVE | B | X | 202028366 |  | 000002603840 |  | ERP-MM-DC1 | 2011-12-17 | 20
HR09 | 2210-4-HR09-HAD50AA303 | 2000242587 | 211HAD50AA303 | 211HAD50AA303 | HP ST.DRUM LEV.INDICATOR ISOL.VALVE | RMM | GMVLVE | B | X | 202028366 |  | 000002603854 |  | ERP-MM-DC1 | 2011-12-17 | 20
HR09 | 2210-4-HR09-HAD50AA304 | 2000242595 | 211HAD50AA304 | 211HAD50AA304 | HP ST.DRUM LEV.INDICATOR ISOL.VALVE | RMM | GMVLVE | B | X | 202028366 |  | 000002603858 |  | ERP-MM-DC1 | 2011-12-17 | 20
HR09 | 2210-4-HR09-HAD50AA305 | 2000242603 | 211HAD50AA305 | 211HAD50AA305 | HP ST.DRUM LEV.INDICATOR ISOL.VALVE | RMM | GMVLVE | B | X | 202028366 |  | 000002603872 |  | ERP-MM-DC1 | 2011-12-17 | 20
HR09 | 2210-4-HR09-HAD50AA306 | 2000242611 | 211HAD50AA306 | 211HAD50AA306 | HP ST.DRUM LEV.INDICATOR ISOL.VALVE | RMM | GMVLVE | B | X | 202028366 |  | 000002603876 |  | ERP-MM-DC1 | 2011-12-17 | 20
HR09 | 2210-4-HR09-HAD50AA307 | 2000242619 | 211HAD50AA307 | 211HAD50AA307 | HP ST.DRUM LEV.INDICATOR ISOL.VALVE | RMM | GMVLVE | B | X | 202028366 |  | 000002603880 |  | ERP-MM-DC1 | 2011-12-17 | 20
HR09 | 2210-4-HR09-HAD50AA308 | 2000242627 | 211HAD50AA308 | 211HAD50AA308 | HP ST.DRUM LEV.INDICATOR ISOL.VALVE | RMM | GMVLVE | B | X | 202028366 |  | 000002603894 |  | ERP-MM-DC1 | 2011-12-17 | 20
HR09 | 2210-4-HR09-HAD50AA309 | 2000242635 | 211HAD50AA309 | 211HAD50AA309 | HP ST.DRUM LEVEL TRANSMITTER ISOL.VALVE | RMM | GMVLVE | C | X | 202028366 |  | 000002603898 |  | ERP-MM-DC1 | 2011-12-17 | 20
HR09 | 2210-4-HR09-HAD50AA310 | 2000242643 | 211HAD50AA310 | 211HAD50AA310 | HP ST.DRUM LEVEL TRANSMITTER ISOL.VALVE | RMM | GMVLVE | C | X | 202028366 |  | 000002603912 |  | ERP-MM-DC1 | 2011-12-17 | 20
HR09 | 2210-4-HR09-HAD50AA311 | 2000242651 | 211HAD50AA311 | 211HAD50AA311 | HP ST.DRUM LEVEL TRANSMITTER ISOL.VALVE | RMM | GMVLVE | C | X | 202028366 |  | 000002603916 |  | ERP-MM-DC1 | 2011-12-17 | 20
HR09 | 2210-4-HR09-HAD50AA312 | 2000242659 | 211HAD50AA312 | 211HAD50AA312 | HP ST.DRUM LEVEL TRANSMITTER ISOL.VALVE | RMM | GMVLVE | C | X | 202028366 |  | 000002603920 |  | ERP-MM-DC1 | 2011-12-17 | 20
HR09 | 2210-4-HR09-HAD50AA313 | 2000242667 | 211HAD50AA313 | 211HAD50AA313 | HP ST.DRUM LEVEL TRANSMITTER ISOL.VALVE | RMM | GMVLVE | C | X | 202028366 |  | 000002603934 |  | ERP-MM-DC1 | 2011-12-17 | 20
HR09 | 2210-4-HR09-HAD50AA314 | 2000242675 | 211HAD50AA314 | 211HAD50AA314 | HP ST.DRUM LEVEL TRANSMITTER ISOL.VALVE | RMM | GMVLVE | C | X | 202028366 |  | 000002603938 |  | ERP-MM-DC1 | 2011-12-17 | 20
HR09 | 2210-4-HR09-HAD50AA315 | 2000242683 | 211HAD50AA315 | 211HAD50AA315 | HP ST.DRUM LEVEL TRANSMITTER ISOL.VALVE | RMM | GMVLVE | C | X | 202028366 |  | 000002603952 |  | ERP-MM-DC1 | 2011-12-17 | 20
HR09 | 2210-4-HR09-HAD50AA316 | 2000242691 | 211HAD50AA316 | 211HAD50AA316 | HP ST.DRUM LEVEL TRANSMITTER ISOL.VALVE | RMM | GMVLVE | C | X | 202028366 |  | 000002603956 |  | ERP-MM-DC1 | 2011-12-17 | 20
HR09 | 2210-4-HR09-HAD50AA317 | 2000242699 | 211HAD50AA317 | 211HAD50AA317 | HP ST.DRUM LEVEL TRANSMITTER ISOL.VALVE | RMM | GMVLVE | C | X | 202028366 |  | 000002603960 |  | ERP-MM-DC1 | 2011-12-17 | 20
HR09 | 2210-4-HR09-HAD50AA318 | 2000242707 | 211HAD50AA318 | 211HAD50AA318 | HP ST.DRUM LEVEL TRANSMITTER ISOL.VALVE | RMM | GMVLVE | C | X | 202028366 |  | 000002603974 |  | ERP-MM-DC1 | 2011-12-17 | 20
HR09 | 2210-4-HR09-HAD50AA319 | 2000242715 | 211HAD50AA319 | 211HAD50AA319 | HP ST.DRUM LEVEL TRANSMITTER ISOL.VALVE | RMM | GMVLVE | C | X | 202028366 |  | 000002603978 |  | ERP-MM-DC1 | 2011-12-17 | 20
HR09 | 2210-4-HR09-HAD50AA320 | 2000242723 | 211HAD50AA320 | 211HAD50AA320 | HP ST.DRUM LEVEL TRANSMITTER ISOL.VALVE | RMM | GMVLVE | C | X | 202028366 |  | 000002603992 |  | ERP-MM-DC1 | 2011-12-17 | 20
HR09 | 2210-4-HR09-HAD50AA321 | 2000242731 | 211HAD50AA321 | 211HAD50AA321 | HP ST.DRUM LEVEL TRANSMITTER ISOL.VALVE | RMM | GMVLVE | C | X | 202028366 |  | 000002603996 |  | ERP-MM-DC1 | 2011-12-17 | 20
HR09 | 2210-4-HR09-HAD50AA322 | 2000242739 | 211HAD50AA322 | 211HAD50AA322 | HP ST.DRUM LEVEL TRANSMITTER ISOL.VALVE | RMM | GMVLVE | C | X | 202028366 |  | 000002604000 |  | ERP-MM-DC1 | 2011-12-17 | 20
HR09 | 2210-4-HR09-HAD50AA323 | 2000242747 | 211HAD50AA323 | 211HAD50AA323 | HP ST.DRUM LEVEL TRANSMITTER ISOL.VALVE | RMM | GMVLVE | C | X | 202028366 |  | 000002604014 |  | ERP-MM-DC1 | 2011-12-17 | 20
HR09 | 2210-4-HR09-HAD50AA324 | 2000242755 | 211HAD50AA324 | 211HAD50AA324 | HP ST.DRUM LEVEL TRANSMITTER ISOL.VALVE | RMM | GMVLVE | C | X | 202028366 |  | 000002604018 |  | ERP-MM-DC1 | 2011-12-17 | 20
HR09 | 2210-4-HR09-HAD50AA325 | 2000242763 | 211HAD50AA325 | 211HAD50AA325 | HP ST.DRUM PRESS.TRANSMITTER ISOL.VALVE | RMM | GMVLVE | C | X | 202028366 |  | 000002604022 |  | ERP-MM-DC1 | 2011-12-17 | 20
HR09 | 2210-4-HR09-HAD50AA326 | 2000242771 | 211HAD50AA326 | 211HAD50AA326 | HP ST.DRUM PRESS.TRANSMITTER ISOL.VALVE | RMM | GMVLVE | C | X | 202028366 |  | 000002604026 |  | ERP-MM-DC1 | 2011-12-17 | 20
HR09 | 2210-4-HR09-HAD50AA327 | 2000242779 | 211HAD50AA327 | 211HAD50AA327 | HP ST.DRUM PRESS.TRANSMITTER ISOL.VALVE | RMM | GMVLVE | C | X | 202028366 |  | 000002604030 |  | ERP-MM-DC1 | 2011-12-17 | 20
HR09 | 2210-4-HR09-HAD50AA328 | 2000242787 | 211HAD50AA328 | 211HAD50AA328 | HP ST.DRUM PRESS.TRANSMITTER ISOL.VALVE | RMM | GMVLVE | C | X | 202028366 |  | 000002604054 |  | ERP-MM-DC1 | 2011-12-17 | 20
HR09 | 2210-4-HR09-HAD50AA329 | 2000242795 | 211HAD50AA329 | 211HAD50AA329 | HP ST.DRUM PRESS.INDICATOR ISOL.VALVE | RMM | GMVLVE | B | X | 202028366 |  | 000002604058 |  | ERP-MM-DC1 | 2011-12-17 | 20
HR09 | 2210-4-HR09-HAD50AA330 | 2000242803 | 211HAD50AA330 | 211HAD50AA330 | HP ST.DRUM PRESS.INDICATOR ISOL.VALVE | RMM | GMVLVE | B | X | 202028366 |  | 000002604062 |  | ERP-MM-DC1 | 2011-12-17 | 20
HR09 | 2210-4-HR09-HAD50AA331 | 2000242811 | 211HAD50AA331 | 211HAD50AA331 | HP ST.DRUM PRESS.INDICATOR ISOL.VALVE | RMM | GMVLVE | B | X | 202028366 |  | 000002604066 |  | ERP-MM-DC1 | 2011-12-17 | 20
HR09 | 2210-4-HR09-HAD50AA332 | 2000242819 | 211HAD50AA332 | 211HAD50AA332 | HP ST.DRUM PRESS.INDICATOR ISOL.VALVE | RMM | GMVLVE | B | X | 202028366 |  | 000002604070 |  | ERP-MM-DC1 | 2011-12-17 | 20
HR09 | 2210-4-HR09-HAD50AA401 | 2000242826 | 211HAD50AA401 | 211HAD50AA401 | HP ST.DRUM INTERM BLOWDOWN ISOL.VALVE | RMM | GMVL-MO | B | X | 202028366 |  | 000002604094 |  | ERP-MM-DC1 | 2011-12-17 | 20
HR09 | 2210-4-HR09-HAD50AA402 | 2000242834 | 211HAD50AA402 | 211HAD50AA402 | HP ST.DRUM INTERM BLOWDOWN ISOL.VALVE | RMM | GMVLVE | B | X | 202028366 |  | 000002604098 |  | ERP-MM-DC1 | 2011-12-17 | 20
HR09 | 2210-4-HR09-HAD50AA405 | 2000242842 | 211HAD50AA405 | 211HAD50AA405 | HP ST.DRUM LEV.INDICATOR DRAIN VALVE | RMM | GMVLVE | B | X | 202028366 |  | 000002604102 |  | ERP-MM-DC1 | 2011-12-17 | 20
HR09 | 2210-4-HR09-HAD50AA406 | 2000242850 | 211HAD50AA406 | 211HAD50AA406 | HP ST.DRUM LEV.INDICATOR DRAIN VALVE | RMM | GMVLVE | B | X | 202028366 |  | 000002604106 |  | ERP-MM-DC1 | 2011-12-17 | 20
HR09 | 2210-4-HR09-HAD50AA407 | 2000242858 | 211HAD50AA407 | 211HAD50AA407 | HP ST.DRUM LEV.INDICATOR DRAIN VALVE | RMM | GMVLVE | B | X | 202028366 |  | 000002604110 |  | ERP-MM-DC1 | 2011-12-17 | 20
HR09 | 2210-4-HR09-HAD50AA408 | 2000242866 | 211HAD50AA408 | 211HAD50AA408 | HP ST.DRUM LEV.INDICATOR DRAIN VALVE | RMM | GMVLVE | B | X | 202028366 |  | 000002604134 |  | ERP-MM-DC1 | 2011-12-17 | 20
HR09 | 2210-4-HR09-HAD50AA409 | 2000242874 | 211HAD50AA409 | 211HAD50AA409 | HP ST.DRUM LEV.TRANSMITTER ISOL.VALVE | RMM | GMVLVE | C | X | 202028366 |  | 000002604138 |  | ERP-MM-DC1 | 2011-12-17 | 20
HR09 | 2210-4-HR09-HAD50AA410 | 2000242882 | 211HAD50AA410 | 211HAD50AA410 | HP ST.DRUM LEV.TRANSMITTER ISOL.VALVE | RMM | GMVLVE | C | X | 202028366 |  | 000002604142 |  | ERP-MM-DC1 | 2011-12-17 | 20
HR09 | 2210-4-HR09-HAD50AA417 | 2000242890 | 211HAD50AA417 | 211HAD50AA417 | HP ST.DRUM CONT.BLOWDOWN ISOL.VALVE | RMM | GMVLVE | C | X | 202028366 |  | 000002604146 |  | ERP-MM-DC1 | 2011-12-17 | 20
HR09 | 2210-4-HR09-HAD50AA418 | 2000242898 | 211HAD50AA418 | 211HAD50AA418 | HP ST.DRUM CONT.BLOWDOWN ISOL.V/V/T-TYPE | RMM | GMVL-MO | B | X | 202028366 |  | 000002604150 |  | ERP-MM-DC1 | 2011-12-17 | 20
HR09 | 2210-4-HR09-HAD50AA419 | 2000242906 | 211HAD50AA419 | 211HAD50AA419 | HP ST.DRUM CONT.BLOWDOWN ISOL. VALVE | RMM | GMVLVE | B | X | 202028366 |  | 000002604174 |  | ERP-MM-DC1 | 2011-12-17 | 20
HR09 | 2210-4-HR09-HAD50AA501 | 2000242914 | 211HAD50AA501 | 211HAD50AA501 | HP ST.DRUM RISER VENT VALVE | RMM | GMVLVE | B | X | 202028366 |  | 000002604178 |  | ERP-MM-DC1 | 2011-12-17 | 20
HR09 | 2210-4-HR09-HAD50AA502 | 2000242922 | 211HAD50AA502 | 211HAD50AA502 | HP ST.DRUM RISER VENT VALVE | RMM | GMVLVE | B | X | 202028366 |  | 000002604182 |  | ERP-MM-DC1 | 2011-12-17 | 20
HR09 | 2210-4-HR09-HAD50AA503 | 2000242930 | 211HAD50AA503 | 211HAD50AA503 | HP ST.DRUM LEV.INDICATOR VENT VALVE | RMM | GMVLVE | B | X | 202028366 |  | 000002604186 |  | ERP-MM-DC1 | 2011-12-17 | 20
HR09 | 2210-4-HR09-HAD50AA504 | 2000242938 | 211HAD50AA504 | 211HAD50AA504 | HP ST.DRUM LEV.INDICATOR VENT VALVE | RMM | GMVLVE | B | X | 202028366 |  | 000002604190 |  | ERP-MM-DC1 | 2011-12-17 | 20
HR09 | 2210-4-HR09-HAD50AA505 | 2000242946 | 211HAD50AA505 | 211HAD50AA505 | HP ST.DRUM LEV.INDICATOR VENT VALVE | RMM | GMVLVE | B | X | 202028366 |  | 000002604214 |  | ERP-MM-DC1 | 2011-12-17 | 20
HR09 | 2210-4-HR09-HAD50AA506 | 2000242954 | 211HAD50AA506 | 211HAD50AA506 | HP ST.DRUM LEV.INDICATOR VENT VALVE | RMM | GMVLVE | B | X | 202028366 |  | 000002604218 |  | ERP-MM-DC1 | 2011-12-17 | 20
HR09 | 2210-4-HR09-HAD50AA507 | 2000242962 | 211HAD50AA507 | 211HAD50AA507 | HP ST.DRUM LEV.TRANSMITTER VENT VALVE | RMM | GMVLVE | C | X | 202028366 |  | 000002604222 |  | ERP-MM-DC1 | 2011-12-17 | 20
HR09 | 2210-4-HR09-HAD50AA508 | 2000242970 | 211HAD50AA508 | 211HAD50AA508 | HP ST.DRUM LEV.TRANSMITTER VENT VALVE | RMM | GMVLVE | C | X | 202028366 |  | 000002604226 |  | ERP-MM-DC1 | 2011-12-17 | 20
HR09 | 2210-4-HR09-HAD50AA509 | 2000242978 | 211HAD50AA509 | 211HAD50AA509 | HP ST.DRUM LEV.TRANSMITTER VENT VALVE | RMM | GMVLVE | C | X | 202028366 |  | 000002604230 |  | ERP-MM-DC1 | 2011-12-17 | 20
HR09 | 2210-4-HR09-HAD50AA510 | 2000242986 | 211HAD50AA510 | 211HAD50AA510 | HP ST.DRUM LEV.TRANSMITTER VENT VALVE | RMM | GMVLVE | C | X | 202028366 |  | 000002604254 |  | ERP-MM-DC1 | 2011-12-17 | 20
HR09 | 2210-4-HR09-HAD50AA511 | 2000242994 | 211HAD50AA511 | 211HAD50AA511 | HP ST.DRUM LEV.TRANSMITTER VENT VALVE | RMM | GMVLVE | C | X | 202028366 |  | 000002604258 |  | ERP-MM-DC1 | 2011-12-17 | 20
HR09 | 2210-4-HR09-HAD50AA512 | 2000243002 | 211HAD50AA512 | 211HAD50AA512 | HP ST.DRUM LEV.TRANSMITTER VENT VALVE | RMM | GMVLVE | C | X | 202028366 |  | 000002604262 |  | ERP-MM-DC1 | 2011-12-17 | 20
HR09 | 2210-4-HR09-HAD50AA513 | 2000243010 | 211HAD50AA513 | 211HAD50AA513 | HP ST.DRUM LEV.TRANSMITTER VENT VALVE | RMM | GMVLVE | C | X | 202028366 |  | 000002604266 |  | ERP-MM-DC1 | 2011-12-17 | 20
HR09 | 2210-4-HR09-HAD50AA514 | 2000243018 | 211HAD50AA514 | 211HAD50AA514 | HP ST.DRUM LEV.TRANSMITTER VENT VALVE | RMM | GMVLVE | C | X | 202028366 |  | 000002604270 |  | ERP-MM-DC1 | 2011-12-17 | 20
HR09 | 2210-4-HR09-HAD50AA601 | 2000243026 | 211HAD50AA601 | 211HAD50AA601 | HP ST.DRUM PHOSPHATE CHECK VALVE/PISTON | RMM | GMVLVE | C | X | 202028366 |  | 000002604294 |  | ERP-MM-DC1 | 2011-12-17 | 20
HR09 | 2210-4-HR09-HAD50AA602 | 2000243034 | 211HAD50AA602 | 211HAD50AA602 | HP ST.DRUM PHOSPHATE ISOL.VALVE/T-TYPE | RMM | GMVLVE | C | X | 202028366 |  | 000002604298 |  | ERP-MM-DC1 | 2011-12-17 | 20
HR09 | 2210-4-HR09-HAD50AA603 | 2000243042 | 211HAD50AA603 | 211HAD50AA603 | HP ST.DRUM PHOSPHATE ISOL.VALVE/T-TYPE | RMM | GMVLVE | C | X | 202028366 |  | 000002604302 |  | ERP-MM-DC1 | 2011-12-17 | 20
HR09 | 2210-4-HR09-HAD50AA604 | 2000243050 | 211HAD50AA604 | 211HAD50AA604 | HP ST. DRUM SAMPLING ISOL. VALVE | RMM | GMVLVE | C | X | 202028366 |  | 000002604306 |  | ERP-MM-DC1 | 2011-12-17 | 20
HR09 | 2210-4-HR09-HAD50AA605 | 2000243058 | 211HAD50AA605 | 211HAD50AA605 | HP ST. DRUM SAMPLING ISOL. VALVE | RMM | GMVLVE | C | X | 202028366 |  | 000002604310 |  | ERP-MM-DC1 | 2011-12-17 | 20
HR09 | 2210-4-HR09-HAD50BB001 | 2000243066 | 211HAD50BB001 | 211HAD50BB001 | HP STEAM DRUM | RMM | GMDRUM | C | X | 202028366 |  | 000002604334 |  | ERP-MM-DC1 | 2011-12-17 | 20
HR09 | 2210-4-HR09-HAD50BS001 | 2000243074 | 211HAD50BS001 | 211HAD50BS001 | PSV SILENCERE-1 HP SATURATED STEAM | RMM | GMSLNR | C | X | 202028366 |  | 000002604338 |  | ERP-MM-DC1 | 2011-12-17 | 20
HR09 | 2210-4-HR09-HAD50BS002 | 2000243082 | 211HAD50BS002 | 211HAD50BS002 | PSV SILENCER-2 HP SATURATED STEAM | RMM | GMSLNR | C | X | 202028366 |  | 000002604342 |  | ERP-MM-DC1 | 2011-12-17 | 20
HR09 | 2210-4-HR09-HAD50CL001 | 2000243090 | 211HAD50CL001 | 211HAD50LT3A | HP ST.DRUM LEVEL TRANSMITTER | RMI | GIXM-LC | C | X | 202028366 |  | 000002604346 |  | ERP-MM-DC1 | 2011-12-17 | 20
HR09 | 2210-4-HR09-HAD50CL002 | 2000243098 | 211HAD50CL002 | 211HAD50LT3B | HP ST.DRUM LEVEL TRANSMITTER | RMI | GIXM-LC | C | X | 202028366 |  | 000002604350 |  | ERP-MM-DC1 | 2011-12-17 | 20
HR09 | 2210-4-HR09-HAD50CL003 | 2000243106 | 211HAD50CL003 | 211HAD50LT3C | HP ST.DRUM LEVEL TRANSMITTER | RMI | GIXM-LC | C | X | 202028366 |  | 000002604374 |  | ERP-MM-DC1 | 2011-12-17 | 20
HR09 | 2210-4-HR09-HAD50CL501 | 2000243114 | 211HAD50CL501 | 211HAD50CL501 | HP DRUM LEVEL GAUGE-1 | RMI | GIIN-LV | B | X | 202028366 |  | 000002604378 |  | ERP-MM-DC1 | 2011-12-17 | 20
HR09 | 2210-4-HR09-HAD50CL502 | 2000243122 | 211HAD50CL502 | 211HAD50CL502 | HP DRUM LEVEL GAUGE-2 | RMI | GIIN-LV | B | X | 202028366 |  | 000002604382 |  | ERP-MM-DC1 | 2011-12-17 | 20
HR09 | 2210-4-HR09-HAD50CL503 | 2000243130 | 211HAD50CL503 | 211HAD50CL503 | HP DRUM HYDRASTEP LEVEL GAUGE | RMI | GIIN-LV | B | X | 202028366 |  | 000002604386 |  | ERP-MM-DC1 | 2011-12-17 | 20
HR09 | 2210-4-HR09-HAD50CL503A | 2000243138 | 211HAD50CL503A | 211HAD50CL503A | HP DRUM HYDRASTEP INDICATOR | RMI | GIINDC | C | X | 202028366 |  | 000002604390 |  | ERP-MM-DC1 | 2011-12-17 | 20
HR09 | 2210-4-HR09-HAD50CP001 | 2000243146 | 211HAD50CP001 | 211HAD50PT3A | HP ST.DRUM PRESSURE TRANSMITTER | RMI | GIXM-DP | C | X | 202028366 |  | 000002604414 |  | ERP-MM-DC1 | 2011-12-17 | 20
HR09 | 2210-4-HR09-HAD50CP002 | 2000243154 | 211HAD50CP002 | 211HAD50PT3B | HP ST.DRUM PRESSURE TRANSMITTER | RMI | GIXM-DP | C | X | 202028366 |  | 000002604418 |  | ERP-MM-DC1 | 2011-12-17 | 20
HR09 | 2210-4-HR09-HAD50CP003 | 2000243162 | 211HAD50CP003 | 211HAD50PT3C | HP ST.DRUM PRESSURE TRANSMITTER | RMI | GIXM-DP | C | X | 202028366 |  | 000002604422 |  | ERP-MM-DC1 | 2011-12-17 | 20
HR09 | 2210-4-HR09-HAD50CP501 | 2000243170 | 211HAD50CP501 | 211HAD50PI06 | HP ST.DRUM PRESSURE INDICATOR | RMI | GIIN-PR | C | X | 202028366 |  | 000002604426 |  | ERP-MM-DC1 | 2011-12-17 | 20
HR09 | 2210-4-HR09-HAD50CT001 | 2000243178 | 211HAD50CT001 | 211HAD50TE01 | HP ST.DRUM TEMPERATURE ELEMENT | RMI | GIEL-TE | C | X | 202028366 |  | 000002604430 |  | ERP-MM-DC1 | 2011-12-17 | 20
HR09 | 2210-4-HR09-HAD50CT002 | 2000243186 | 211HAD50CT002 | 211HAD50TE02 | HP ST.DRUM TEMPERATURE ELEMENT | RMI | GIEL-TE | C | X | 202028366 |  | 000002604454 |  | ERP-MM-DC1 | 2011-12-17 | 20
HR09 | 2210-4-HR09-HAD50CT401 | 2000243194 | 211HAD50CT401 | 211HAD50CT401 | HP RISER TEMPERATURE TESTPOINT | RMI | GITHRW | C | X | 202028366 |  | 000002604458 |  | ERP-MM-DC1 | 2011-12-17 | 20
HR09 | 2210-4-HR09-HAD50GH001 | 2000243202 | 211HAD50GH001 | 211HAD50LT04 | HP HYDRSTEP CONTROL UNIT | RMI | GICTLR | C | X | 202028366 |  | 000002604462 |  | ERP-MM-DC1 | 2011-12-17 | 20
HR09 | 2210-4-HR09-HAG00 | 2000243210 | 211HAG00 | 211HAG00 | LOCAL INSTRUMENTS - GROUPED | RMI | GIELMT | C | X | 202028366 |  | 000002604466 |  | ERP-MM-DC1 | 2011-12-17 | 20
HR09 | 2210-4-HR09-HAG11 | 2000243218 | 211HAG11 | NOENTRIES | PRESSURE TRANSMITTER | RME | GERELY | C | X | 202028366 |  | 000002604470 |  | ERP-MM-DC1 | 2011-12-17 | 20
HR09 | 2210-4-HR09-HAG11AA000 | 2000243226 | 211HAG11AA000 | 211HAG11AA000 | LIMIT SWITCH | RMI | GISW-LM | C | X | 202028366 |  | 000002604494 |  | ERP-MM-DC1 | 2011-12-17 | 20
HR09 | 2210-4-HR09-HAG11AA001 | 2000243234 | 211HAG11AA001 | 211HAG11AA001 | LP CIRC.PUMP-A SUCTION VALVE | RMM | GMVLVE | B | X | 202028366 |  | 000002604498 |  | ERP-MM-DC1 | 2011-12-17 | 20
HR09 | 2210-4-HR09-HAG11AA002 | 2000243242 | 211HAG11AA002 | 211HAG11AA002 | LP CIRC.PUMP-A DISCH.CHECK VALVE/SWING | RMM | GMVLVE | C | X | 202028366 |  | 000002604502 |  | ERP-MM-DC1 | 2011-12-17 | 20
HR09 | 2210-4-HR09-HAG11AA003 | 2000243250 | 211HAG11AA003 | 211HAG11AA003 | LP CIRC.PUMP-A DISCHARGE VALVE | RMM | GMVLVE | B | X | 202028366 |  | 000002604506 |  | ERP-MM-DC1 | 2011-12-17 | 20
HR09 | 2210-4-HR09-HAG11AA301 | 2000243258 | 211HAG11AA301 | 211HAG11AA301 | LP CIRC.PUMP SUC.STRAINER PDI ISOL.VALVE | RMM | GMVLVE | C | X | 202028366 |  | 000002604510 |  | ERP-MM-DC1 | 2011-12-17 | 20
HR09 | 2210-4-HR09-HAG11AA302 | 2000243266 | 211HAG11AA302 | 211HAG11AA302 | LP CIRC.PUMP SUC.STRAINER PDI ISOL.VALVE | RMM | GMVLVE | C | X | 202028366 |  | 000002604534 |  | ERP-MM-DC1 | 2011-12-17 | 20
HR09 | 2210-4-HR09-HAG11AA303 | 2000243274 | 211HAG11AA303 | 211HAG11AA303 | LP CIRC.PUMP SUC.STRAINER PDI ISOL.VALVE | RMM | GMVLVE | C | X | 202028366 |  | 000002604538 |  | ERP-MM-DC1 | 2011-12-17 | 20
HR09 | 2210-4-HR09-HAG11AA304 | 2000243282 | 211HAG11AA304 | 211HAG11AA304 | LP CIRC.PUMP SUC.STRAINER PDI ISOL.VALVE | RMM | GMVLVE | C | X | 202028366 |  | 000002604542 |  | ERP-MM-DC1 | 2011-12-17 | 20
HR09 | 2210-4-HR09-HAG11AA305 | 2000243290 | 211HAG11AA305 | 211HAG11AA305 | LP CIRC.PUMP SUC.PI ISOL.VALVE | RMM | GMVLVE | C | X | 202028366 |  | 000002604546 |  | ERP-MM-DC1 | 2011-12-17 | 20
HR09 | 2210-4-HR09-HAG11AA306 | 2000243298 | 211HAG11AA306 | 211HAG11AA306 | LP CIRC.PUMP SUC.PI ISOL.VALVE | RMM | GMVLVE | C | X | 202028366 |  | 000002604550 |  | ERP-MM-DC1 | 2011-12-17 | 20
HR09 | 2210-4-HR09-HAG11AA307 | 2000243306 | 211HAG11AA307 | 211HAG11AA307 | LP CIRC.PUMP DISCH.PI ISOL.VALVE | RMM | GMVLVE | C | X | 202028366 |  | 000002604574 |  | ERP-MM-DC1 | 2011-12-17 | 20
HR09 | 2210-4-HR09-HAG11AA308 | 2000243314 | 211HAG11AA308 | 211HAG11AA308 | LP CIRC.PUMP DISCH.PI ISOL.VALVE | RMM | GMVLVE | C | X | 202028366 |  | 000002604578 |  | ERP-MM-DC1 | 2011-12-17 | 20
HR09 | 2210-4-HR09-HAG11AA309 | 2000243322 | 211HAG11AA309 | 211HAG11AA309 | LP CIRC.PUMP DISCH.PDSL ISOL.VALVE | RMM | GMVLVE | C | X | 202028366 |  | 000002604582 |  | ERP-MM-DC1 | 2011-12-17 | 20
HR09 | 2210-4-HR09-HAG11AA310 | 2000243330 | 211HAG11AA310 | 211HAG11AA310 | LP CIRC.PUMP DISCH.PDSL ISOL.VALVE | RMM | GMVLVE | C | X | 202028366 |  | 000002604586 |  | ERP-MM-DC1 | 2011-12-17 | 20
HR09 | 2210-4-HR09-HAG11AA311 | 2000243338 | 211HAG11AA311 | 211HAG11AA311 | LP CIRC.PUMP DISCH.PDSL ISOL.VALVE | RMM | GMVLVE | C | X | 202028366 |  | 000002604590 |  | ERP-MM-DC1 | 2011-12-17 | 20
HR09 | 2210-4-HR09-HAG11AA312 | 2000243346 | 211HAG11AA312 | 211HAG11AA312 | LP CIRC.PUMP DISCH.PDSL ISOL.VALVE | RMM | GMVLVE | C | X | 202028366 |  | 000002604614 |  | ERP-MM-DC1 | 2011-12-17 | 20
HR09 | 2210-4-HR09-HAG11AA401 | 2000243354 | 211HAG11AA401 | 211HAG11AA401 | LP CIRC.PUMP-A SUCT.FILTER DRAIN VALVE | RMM | GMVLVE | C | X | 202028366 |  | 000002604618 |  | ERP-MM-DC1 | 2011-12-17 | 20
HR09 | 2210-4-HR09-HAG11AA402 | 2000243362 | 211HAG11AA402 | 211HAG11AA402 | LP CIRC.PUMP-A SUCT.FILTER DRAIN VALVE | RMM | GMVLVE | C | X | 202028366 |  | 000002604622 |  | ERP-MM-DC1 | 2011-12-17 | 20
HR09 | 2210-4-HR09-HAG11AA403 | 2000243370 | 211HAG11AA403 | 211HAG11AA403 | LP CIRC.PUMP-A DRAIN VALVE | RMM | GMVLVE | B | X | 202028366 |  | 000002604626 |  | ERP-MM-DC1 | 2011-12-17 | 20
HR09 | 2210-4-HR09-HAG11AA404 | 2000243378 | 211HAG11AA404 | 211HAG11AA404 | LP CIRC.PUMP-A DRAIN VALVE | RMM | GMVLVE | B | X | 202028366 |  | 000002604630 |  | ERP-MM-DC1 | 2011-12-17 | 20
HR09 | 2210-4-HR09-HAG11AA405 | 2000243386 | 211HAG11AA405 | 211HAG11AA405 | LP CIRC.PUMP-A DISCH.DRAIN VALVE | RMM | GMVLVE | B | X | 202028366 |  | 000002604654 |  | ERP-MM-DC1 | 2011-12-17 | 20
HR09 | 2210-4-HR09-HAG11AA406 | 2000243394 | 211HAG11AA406 | 211HAG11AA406 | LP CIRC.PUMP-A DISCH.DRAIN VALVE | RMM | GMVLVE | B | X | 202028366 |  | 000002604658 |  | ERP-MM-DC1 | 2011-12-17 | 20
HR09 | 2210-4-HR09-HAG11AA407 | 2000243402 | 211HAG11AA407 | 211HAG11AA407 | LP CIRC.PUMP-A DISCH.DRAIN VALVE | RMM | GMVLVE | B | X | 202028366 |  | 000002604662 |  | ERP-MM-DC1 | 2011-12-17 | 20
HR09 | 2210-4-HR09-HAG11AA408 | 2000243410 | 211HAG11AA408 | 211HAG11AA408 | LP CIRC.PUMP-A DISCH.DRAIN VALVE | RMM | GMVLVE | B | X | 202028366 |  | 000002604666 |  | ERP-MM-DC1 | 2011-12-17 | 20
HR09 | 2210-4-HR09-HAG11AA409 | 2000243418 | 211HAG11AA409 | 211HAG11AA409 | LP CIRC.PUMP-A SUC.DRAIN VALVE | RMM | GMVLVE | B | X | 202028366 |  | 000002604670 |  | ERP-MM-DC1 | 2011-12-17 | 20
HR09 | 2210-4-HR09-HAG11AA410 | 2000243426 | 211HAG11AA410 | 211HAG11AA410 | LP CIRC.PUMP-A SUC.DRAIN VALVE | RMM | GMVLVE | B | X | 202028366 |  | 000002604694 |  | ERP-MM-DC1 | 2011-12-17 | 20
HR09 | 2210-4-HR09-HAG11AP001 | 2000243434 | 211HAG11AP001 | 211HAG11AP001 | LP HRSG CIRCULATING PUMP-A | RMM | GMPUMP | B | X | 202028366 |  | 000002604698 |  | ERP-MM-DC1 | 2011-12-17 | 20
HR09 | 2210-4-HR09-HAG11AP001-M01 | 2000243442 | 211HAG11AP001-M01 | 211HAG11AP001M1 | LP HRSG CIRC PUMP-A MOTOR | RME | GEMOTR | B | X | 202028366 |  | 000002604702 |  | ERP-MM-DC1 | 2011-12-17 | 20
HR09 | 2210-4-HR09-HAG11AT001 | 2000243450 | 211HAG11AT001 | 211HAG11AT001 | LP CIRC.PUMP-A SUCTION STRAINER/Y-TYPE | RMM | GMSTRN | C | X | 202028366 |  | 000002604706 |  | ERP-MM-DC1 | 2011-12-17 | 20
HR09 | 2210-4-HR09-HAG11BR001 | 2000243458 | 211HAG11BR001 | 211HAG11BR001 | LP CIRC.PUMP SUCTION PIPING | RMM | GMPIPE | C | X | 202028366 |  | 000002604710 |  | ERP-MM-DC1 | 2011-12-17 | 20
HR09 | 2210-4-HR09-HAG11BR002 | 2000243466 | 211HAG11BR002 | 211HAG11BR002 | LP CIRC.PUMP DISCH.PIPING | RMM | GMPIPE | C | X | 202028366 |  | 000002604734 |  | ERP-MM-DC1 | 2011-12-17 | 20
HR09 | 2210-4-HR09-HAG11CP000 | 2000243474 | 211HAG11CP000 | 211HAG11CP000 | PRESSURE TRANSMITTER | RMI | GIXM-DP | C | X | 202028366 |  | 000002604738 |  | ERP-MM-DC1 | 2011-12-17 | 20
HR09 | 2210-4-HR09-HAG11CP004 | 2000243482 | 211HAG11CP004 | 211HAG11PDT04 | LP CIRC.PUMPS TO LP EVAPRTR.DP.TRANSMITR | RMI | GIXM-DP | C | X | 202028366 |  | 000002604742 |  | ERP-MM-DC1 | 2011-12-17 | 20
HR09 | 2210-4-HR09-HAG11CP005 | 2000243490 | 211HAG11CP005 | 211HAG11PDSL05 | LP CIRC.PUMP SUCT/DISCH.DIFF.PR.SWITCH | RMI | GISW-CN | C | X | 202028366 |  | 000002604746 |  | ERP-DLGN-EAA | 2013-03-05 | 20
HR09 | 2210-4-HR09-HAG11CP501 | 2000243498 | 211HAG11CP501 | 211HAG11PDI01 | LP CIRC.PUMP SUCT.STR.DIFF.PR.INDICATOR | RMI | GIIN-PR | C | X | 202028366 |  | 000002604750 |  | ERP-MM-DC1 | 2011-12-17 | 20
HR09 | 2210-4-HR09-HAG11CP502 | 2000243506 | 211HAG11CP502 | 211HAG11CP502 | LP.CIRC.PUMP SUCTION PRESSURE INDICATOR | RMI | GIIN-PR | C | X | 202028366 |  | 000002604774 |  | ERP-MM-DC1 | 2011-12-17 | 20
HR09 | 2210-4-HR09-HAG11CP503 | 2000243514 | 211HAG11CP503 | 211HAG11CP503 | LP.CIRC.PUMP DISCH.PRESSURE INDICATOR | RMI | GIIN-PR | C | X | 202028366 |  | 000002604778 |  | ERP-MM-DC1 | 2011-12-17 | 20
HR09 | 2210-4-HR09-HAG11CT000 | 2000243522 | 211HAG11CT000 | 211HAG11CT000 | TEMP ELEMENT | RMI | GIEL-TE | C | X | 202028366 |  | 000002604782 |  | ERP-MM-DC1 | 2011-12-17 | 20
HR09 | 2210-4-HR09-HAG11CT001 | 2000243530 | 211HAG11CT001 | 211HAG11TE01 | LP CIRC.PUMP TEMEPERATURE ELEMENT | RMI | GIEL-TE | C | X | 202028366 |  | 000002604786 |  | ERP-MM-DC1 | 2011-12-17 | 20
HR09 | 2210-4-HR09-HAG11CT002 | 2000243538 | 211HAG11CT002 | 211HAG11TE02 | LP CIRC.PUMP TEMEPERATURE ELEMENT | RMI | GIEL-TE | C | X | 202028366 |  | 000002604790 |  | ERP-MM-DC1 | 2011-12-17 | 20
HR09 | 2210-4-HR09-HAG11CT003 | 2000243546 | 211HAG11CT003 | 211HAG11TE03 | LP CIRC.PUMP TEMEPERATURE ELEMENT | RMI | GIEL-TE | C | X | 202028366 |  | 000002604814 |  | ERP-MM-DC1 | 2011-12-17 | 20
HR09 | 2210-4-HR09-HAG12AA000 | 2000243554 | 211HAG12AA000 | 211HAG12AA000 | LIMIT SWITCH | RMI | GISW-LM | C | X | 202028366 |  | 000002604818 |  | ERP-MM-DC1 | 2011-12-17 | 20
HR09 | 2210-4-HR09-HAG12AA001 | 2000243562 | 211HAG12AA001 | 211HAG12AA001 | LP CIRC.PUMP-B SUCTION VALVE | RMM | GMVLVE | B | X | 202028366 |  | 000002604822 |  | ERP-MM-DC1 | 2011-12-17 | 20
HR09 | 2210-4-HR09-HAG12AA002 | 2000243570 | 211HAG12AA002 | 211HAG12AA002 | LP CIRC.PUMP-B DISCH.CHECK VALVE/SWING | RMM | GMVLVE | C | X | 202028366 |  | 000002604826 |  | ERP-MM-DC1 | 2011-12-17 | 20
HR09 | 2210-4-HR09-HAG12AA003 | 2000243578 | 211HAG12AA003 | 211HAG12AA003 | LP CIRC.PUMP-B DISCHARGE VALVE | RMM | GMVLVE | B | X | 202028366 |  | 000002604830 |  | ERP-MM-DC1 | 2011-12-17 | 20
HR09 | 2210-4-HR09-HAG12AA301 | 2000243586 | 211HAG12AA301 | 211HAG12AA301 | LP CIRC.PUMP SUC.STRAINER PDI ISOL.VALVE | RMM | GMVLVE | C | X | 202028366 |  | 000002604854 |  | ERP-MM-DC1 | 2011-12-17 | 20
HR09 | 2210-4-HR09-HAG12AA302 | 2000243594 | 211HAG12AA302 | 211HAG12AA302 | LP CIRC.PUMP SUC.STRAINER PDI ISOL.VALVE | RMM | GMVLVE | C | X | 202028366 |  | 000002604858 |  | ERP-MM-DC1 | 2011-12-17 | 20
HR09 | 2210-4-HR09-HAG12AA303 | 2000243602 | 211HAG12AA303 | 211HAG12AA303 | LP CIRC.PUMP SUC.STRAINER PDI ISOL.VALVE | RMM | GMVLVE | C | X | 202028366 |  | 000002604862 |  | ERP-MM-DC1 | 2011-12-17 | 20
HR09 | 2210-4-HR09-HAG12AA304 | 2000243610 | 211HAG12AA304 | 211HAG12AA304 | LP CIRC.PUMP SUC.STRAINER PDI ISOL.VALVE | RMM | GMVLVE | C | X | 202028366 |  | 000002604866 |  | ERP-MM-DC1 | 2011-12-17 | 20
HR09 | 2210-4-HR09-HAG12AA305 | 2000243618 | 211HAG12AA305 | 211HAG12AA305 | LP CIRC.PUMP SUC.PI ISOL.VALVE | RMM | GMVLVE | B | X | 202028366 |  | 000002604870 |  | ERP-MM-DC1 | 2011-12-17 | 20
HR09 | 2210-4-HR09-HAG12AA306 | 2000243626 | 211HAG12AA306 | 211HAG12AA306 | LP CIRC.PUMP SUC.PI ISOL.VALVE | RMM | GMVLVE | B | X | 202028366 |  | 000002604894 |  | ERP-MM-DC1 | 2011-12-17 | 20
HR09 | 2210-4-HR09-HAG12AA307 | 2000243634 | 211HAG12AA307 | 211HAG12AA307 | LP CIRC.PUMP DISCH.PI ISOL.VALVE | RMM | GMVLVE | B | X | 202028366 |  | 000002604898 |  | ERP-MM-DC1 | 2011-12-17 | 20
HR09 | 2210-4-HR09-HAG12AA308 | 2000243642 | 211HAG12AA308 | 211HAG12AA308 | LP CIRC.PUMP DISCH.PI ISOL.VALVE | RMM | GMVLVE | B | X | 202028366 |  | 000002604902 |  | ERP-MM-DC1 | 2011-12-17 | 20
HR09 | 2210-4-HR09-HAG12AA309 | 2000243650 | 211HAG12AA309 | 211HAG12AA309 | LP CIRC.PUMP DISCH.PDSL ISOL.VALVE | RMM | GMVLVE | B | X | 202028366 |  | 000002604906 |  | ERP-MM-DC1 | 2011-12-17 | 20
HR09 | 2210-4-HR09-HAG12AA310 | 2000243658 | 211HAG12AA310 | 211HAG12AA310 | LP CIRC.PUMP DISCH.PDSL ISOL.VALVE | RMM | GMVLVE | B | X | 202028366 |  | 000002604910 |  | ERP-MM-DC1 | 2011-12-17 | 20
HR09 | 2210-4-HR09-HAG12AA311 | 2000243666 | 211HAG12AA311 | 211HAG12AA311 | LP CIRC.PUMP DISCH.PDSL ISOL.VALVE | RMM | GMVLVE | B | X | 202028366 |  | 000002604934 |  | ERP-MM-DC1 | 2011-12-17 | 20
HR09 | 2210-4-HR09-HAG12AA312 | 2000243674 | 211HAG12AA312 | 211HAG12AA312 | LP CIRC.PUMP DISCH.PDSL ISOL.VALVE | RMM | GMVLVE | B | X | 202028366 |  | 000002604938 |  | ERP-MM-DC1 | 2011-12-17 | 20
HR09 | 2210-4-HR09-HAG12AA401 | 2000243682 | 211HAG12AA401 | 211HAG12AA401 | LP CIRC.PUMP SUCT.FILTER DRAIN VALVE | RMM | GMVLVE | C | X | 202028366 |  | 000002604942 |  | ERP-MM-DC1 | 2011-12-17 | 20
HR09 | 2210-4-HR09-HAG12AA402 | 2000243690 | 211HAG12AA402 | 211HAG12AA402 | LP CIRC.PUMP SUCT.FILTER DRAIN VALVE | RMM | GMVLVE | C | X | 202028366 |  | 000002604946 |  | ERP-MM-DC1 | 2011-12-17 | 20
HR09 | 2210-4-HR09-HAG12AA403 | 2000243698 | 211HAG12AA403 | 211HAG12AA403 | LP CIRC.PUMP-B DRAIN VALVE | RMM | GMVLVE | B | X | 202028366 |  | 000002604950 |  | ERP-MM-DC1 | 2011-12-17 | 20
HR09 | 2210-4-HR09-HAG12AA404 | 2000243706 | 211HAG12AA404 | 211HAG12AA404 | LP CIRC.PUMP-B DRAIN VALVE | RMM | GMVLVE | B | X | 202028366 |  | 000002604974 |  | ERP-MM-DC1 | 2011-12-17 | 20
HR09 | 2210-4-HR09-HAG12AA405 | 2000243714 | 211HAG12AA405 | 211HAG12AA405 | LP CIRC.PUMP-B DISCH.DRAIN VALVE | RMM | GMVLVE | B | X | 202028366 |  | 000002604978 |  | ERP-MM-DC1 | 2011-12-17 | 20
HR09 | 2210-4-HR09-HAG12AA406 | 2000243722 | 211HAG12AA406 | 211HAG12AA406 | LP CIRC.PUMP-B DISCH.DRAIN VALVE | RMM | GMVLVE | B | X | 202028366 |  | 000002604982 |  | ERP-MM-DC1 | 2011-12-17 | 20
HR09 | 2210-4-HR09-HAG12AA407 | 2000243730 | 211HAG12AA407 | 211HAG12AA407 | LP CIRC.PUMP-B DISCH.DRAIN VALVE | RMM | GMVLVE | B | X | 202028366 |  | 000002604986 |  | ERP-MM-DC1 | 2011-12-17 | 20
HR09 | 2210-4-HR09-HAG12AA408 | 2000243738 | 211HAG12AA408 | 211HAG12AA408 | LP CIRC.PUMP-B DISCH.DRAIN VALVE | RMM | GMVLVE | B | X | 202028366 |  | 000002604990 |  | ERP-MM-DC1 | 2011-12-17 | 20
HR09 | 2210-4-HR09-HAG12AA409 | 2000243746 | 211HAG12AA409 | 211HAG12AA409 | LP CIRC.PUMP-B SUC.DRAIN VALVE | RMM | GMVLVE | B | X | 202028366 |  | 000002605014 |  | ERP-MM-DC1 | 2011-12-17 | 20
HR09 | 2210-4-HR09-HAG12AA410 | 2000243754 | 211HAG12AA410 | 211HAG12AA410 | LP CIRC.PUMP-B SUC.DRAIN VALVE | RMM | GMVLVE | B | X | 202028366 |  | 000002605018 |  | ERP-MM-DC1 | 2011-12-17 | 20
HR09 | 2210-4-HR09-HAG12AP001 | 2000243762 | 211HAG12AP001 | 211HAG12AP001 | LP HRSG CIRCULATING PUMP-B | RMM | GMPUMP | B | X | 202028366 |  | 000002605022 |  | ERP-MM-DC1 | 2011-12-17 | 20
HR09 | 2210-4-HR09-HAG12AP001-M01 | 2000243770 | 211HAG12AP001-M01 | 211HAG12AP001M1 | LP HRSG CIRC PUMP-B MOTOR | RME | GEMOTR | B | X | 202028366 |  | 000002605026 |  | ERP-MM-DC1 | 2011-12-17 | 20
HR09 | 2210-4-HR09-HAG12AT001 | 2000243778 | 211HAG12AT001 | 211HAG12AT001 | LP CIRC.PUMP-B SUCTION STRAINER/Y-TYPE | RMM | GMSTRN | C | X | 202028366 |  | 000002605030 |  | ERP-MM-DC1 | 2011-12-17 | 20
HR09 | 2210-4-HR09-HAG12BR001 | 2000243786 | 211HAG12BR001 | 211HAG12BR001 | LP CIRC.PUMP SUCTION PIPING | RMM | GMPIPE | C | X | 202028366 |  | 000002605054 |  | ERP-MM-DC1 | 2011-12-17 | 20
HR09 | 2210-4-HR09-HAG12BR002 | 2000243794 | 211HAG12BR002 | 211HAG12BR002 | LP CIRC.PUMP DISCH.PIPING | RMM | GMPIPE | C | X | 202028366 |  | 000002605058 |  | ERP-MM-DC1 | 2011-12-17 | 20
HR09 | 2210-4-HR09-HAG12CP000 | 2000243802 | 211HAG12CP000 | 211HAG12CP000 | PRESSURE TRANSMITTER | RMI | GIXM-DP | C | X | 202028366 |  | 000002605062 |  | ERP-MM-DC1 | 2011-12-17 | 20
HR09 | 2210-4-HR09-HAG12CP005 | 2000243810 | 211HAG12CP005 | 211HAG12PDSL05 | LP CIRC.PUMP SUCT/DISCH.DIFF.PR.SWITCH | RMI | GISW-CN | C | X | 202028366 |  | 000002605066 |  | ERP-DLGN-EAA | 2013-03-05 | 20
HR09 | 2210-4-HR09-HAG12CP501 | 2000243818 | 211HAG12CP501 | 211HAG12PDI01 | LP CIRC.PUMP SUCT.STR.DIFF.PR.INDICATOR | RMI | GIIN-PR | C | X | 202028366 |  | 000002605070 |  | ERP-MM-DC1 | 2011-12-17 | 20
HR09 | 2210-4-HR09-HAG12CP502 | 2000243826 | 211HAG12CP502 | 211HAG12CP502 | LP.CIRC.PUMP SUCTION PRESSURE INDICATOR | RMI | GIIN-PR | C | X | 202028366 |  | 000002605094 |  | ERP-MM-DC1 | 2011-12-17 | 20
HR09 | 2210-4-HR09-HAG12CP503 | 2000243834 | 211HAG12CP503 | 211HAG12CP503 | LP.CIRC.PUMP DISCH.PRESSURE INDICATOR | RMI | GIIN-PR | C | X | 202028366 |  | 000002605098 |  | ERP-MM-DC1 | 2011-12-17 | 20
HR09 | 2210-4-HR09-HAG12CT000 | 2000243842 | 211HAG12CT000 | 211HAG12CT000 | TEMP ELEMENT | RMI | GIEL-TE | C | X | 202028366 |  | 000002605102 |  | ERP-MM-DC1 | 2011-12-17 | 20
HR09 | 2210-4-HR09-HAG12CT001 | 2000243850 | 211HAG12CT001 | 211HAG12TE01 | LP CIRC.PUMP TEMEPERATURE ELEMENT | RMI | GIEL-TE | C | X | 202028366 |  | 000002605106 |  | ERP-MM-DC1 | 2011-12-17 | 20
HR09 | 2210-4-HR09-HAG12CT002 | 2000243858 | 211HAG12CT002 | 211HAG12TE02 | LP CIRC.PUMP TEMEPERATURE ELEMENT | RMI | GIEL-TE | C | X | 202028366 |  | 000002605110 |  | ERP-MM-DC1 | 2011-12-17 | 20
HR09 | 2210-4-HR09-HAG12CT003 | 2000243866 | 211HAG12CT003 | 211HAG12TE03 | LP CIRC.PUMP TEMEPERATURE ELEMENT | RMI | GIEL-TE | C | X | 202028366 |  | 000002605134 |  | ERP-MM-DC1 | 2011-12-17 | 20
HR09 | 2210-4-HR09-HAG20AA301 | 2000243874 | 211HAG20AA301 | 211HAG20AA301 | LP CIRC.PUMPS DISCH.PDT ISOL.VALVE | RMM | GMVLVE | C | X | 202028366 |  | 000002605138 |  | ERP-MM-DC1 | 2011-12-17 | 20
HR09 | 2210-4-HR09-HAG20AA302 | 2000243882 | 211HAG20AA302 | 211HAG20AA302 | LP CIRC.PUMPS DISCH.PDT ISOL.VALVE | RMM | GMVLVE | C | X | 202028366 |  | 000002605142 |  | ERP-MM-DC1 | 2011-12-17 | 20
HR09 | 2210-4-HR09-HAG20AA303 | 2000243890 | 211HAG20AA303 | 211HAG20AA303 | LP CIRC.PUMPS DISCH.PDT ISOL.VALVE | RMM | GMVLVE | C | X | 202028366 |  | 000002605146 |  | ERP-MM-DC1 | 2011-12-17 | 20
HR09 | 2210-4-HR09-HAG20AA304 | 2000243898 | 211HAG20AA304 | 211HAG20AA304 | LP CIRC.PUMPS DISCH.PDT ISOL.VALVE | RMM | GMVLVE | C | X | 202028366 |  | 000002605150 |  | ERP-MM-DC1 | 2011-12-17 | 20
HR09 | 2210-4-HR09-HAG20AA305 | 2000243906 | 211HAG20AA305 | 211HAG20AA305 | LP CIRC.PUMPS DISCH.FSL ISOL.VALVE | RMM | GMVLVE | C | X | 202028366 |  | 000002605174 |  | ERP-MM-DC1 | 2011-12-17 | 20
HR09 | 2210-4-HR09-HAG20AA306 | 2000243914 | 211HAG20AA306 | 211HAG20AA306 | LP CIRC.PUMPS DISCH.FSL ISOL.VALVE | RMM | GMVLVE | C | X | 202028366 |  | 000002605178 |  | ERP-MM-DC1 | 2011-12-17 | 20
HR09 | 2210-4-HR09-HAG20CF000 | 2000243922 | 211HAG20CF000 | 211HAG20CF000 | FLOW SWITCHES | RMI | GISW-FLW | C | X | 202028366 |  | 000002605182 |  | ERP-MM-DC1 | 2011-12-17 | 20
HR09 | 2210-4-HR09-HAG20CF001 | 2000243930 | 211HAG20CF001 | 211HAG20FS01 | LP.CIRC.PUMP DISCH.TO EVPTR.FLOW SWITCH | RMI | GISW-FLW | C | X | 202028366 |  | 000002605186 |  | ERP-MM-DC1 | 2011-12-17 | 20
HR09 | 2210-4-HR09-HAG20CP001 | 2000243938 | 211HAG20CP001 | 211HAG20CP001 | LP CIRC.PUMPS DISCH/SUCT D.P.TRANSMITTER | RMI | GIXM-DP | C | X | 202028366 |  | 000002605190 |  | ERP-MM-DC1 | 2011-12-17 | 20
HR09 | 2210-4-HR09-HAG20CT401 | 2000243946 | 211HAG20CT401 | 211HAG20CT401 | LP.CIRC.PUMP DISCH.TEMP.TEST POINT | RMI | GITHRW | C | X | 202028366 |  | 000002605214 |  | ERP-MM-DC1 | 2011-12-17 | 20
HR09 | 2210-4-HR09-HAG51AA000 | 2000243954 | 211HAG51AA000 | 211HAG51AA000 | LIMIT SWITCH | RMI | GISW-LM | C | X | 202028366 |  | 000002605218 |  | ERP-MM-DC1 | 2011-12-17 | 20
HR09 | 2210-4-HR09-HAG51AA001 | 2000243962 | 211HAG51AA001 | 211HAG51AA001 | HP CIRC.PUMP-A SUC.STRAINER INLET VALVE | RMM | GMVLVE | C | X | 202028366 |  | 000002605222 |  | ERP-MM-DC1 | 2011-12-17 | 20
HR09 | 2210-4-HR09-HAG51AA002 | 2000243969 | 211HAG51AA002 | 211HAG51AA002 | HP CIRC.PUMP-A DISCH.CHECK VALVE/SWING | RMM | GMVLVE | C | X | 202028366 |  | 000002605226 |  | ERP-MM-DC1 | 2011-12-17 | 20
HR09 | 2210-4-HR09-HAG51AA003 | 2000243977 | 211HAG51AA003 | 211HAG51AA003 | HP CIRC.PUMP-A DISCHARGE VALVE | RMM | GMVLVE | C | X | 202028366 |  | 000002605230 |  | ERP-MM-DC1 | 2011-12-17 | 20
HR09 | 2210-4-HR09-HAG51AA301 | 2000243985 | 211HAG51AA301 | 211HAG51AA301 | HP CIRC.PUMP SUC.STRAINER PDI ISOL.VALVE | RMM | GMVLVE | C | X | 202028366 |  | 000002605254 |  | ERP-MM-DC1 | 2011-12-17 | 20
HR09 | 2210-4-HR09-HAG51AA302 | 2000243993 | 211HAG51AA302 | 211HAG51AA302 | HP CIRC.PUMP SUC.STRAINER PDI ISOL.VALVE | RMM | GMVLVE | C | X | 202028366 |  | 000002605258 |  | ERP-MM-DC1 | 2011-12-17 | 20
HR09 | 2210-4-HR09-HAG51AA303 | 2000244000 | 211HAG51AA303 | 211HAG51AA303 | HP CIRC.PUMP SUC.STRAINER PDI ISOL.VALVE | RMM | GMVLVE | C | X | 202028366 |  | 000002605262 |  | ERP-MM-DC1 | 2011-12-17 | 20
HR09 | 2210-4-HR09-HAG51AA304 | 2000244008 | 211HAG51AA304 | 211HAG51AA304 | HP CIRC.PUMP SUC.STRAINER PDI ISOL.VALVE | RMM | GMVLVE | C | X | 202028366 |  | 000002605266 |  | ERP-MM-DC1 | 2011-12-17 | 20
HR09 | 2210-4-HR09-HAG51AA305 | 2000244016 | 211HAG51AA305 | 211HAG51AA305 | HP CIRC.PUMP SUC.PR.INDICATOR ISOL.VALVE | RMM | GMVLVE | C | X | 202028366 |  | 000002605270 |  | ERP-MM-DC1 | 2011-12-17 | 20
HR09 | 2210-4-HR09-HAG51AA306 | 2000244024 | 211HAG51AA306 | 211HAG51AA306 | HP CIRC.PUMP SUC.PR.INDICATOR ISOL.VALVE | RMM | GMVLVE | C | X | 202028366 |  | 000002605294 |  | ERP-MM-DC1 | 2011-12-17 | 20
HR09 | 2210-4-HR09-HAG51AA307 | 2000244032 | 211HAG51AA307 | 211HAG51AA307 | HP CIRC.PUMP DIS.PR.INDICATOR ISOL.VALVE | RMM | GMVLVE | C | X | 202028366 |  | 000002605298 |  | ERP-MM-DC1 | 2011-12-17 | 20
HR09 | 2210-4-HR09-HAG51AA308 | 2000244040 | 211HAG51AA308 | 211HAG51AA308 | HP CIRC.PUMP DIS.PR.INDICATOR ISOL.VALVE | RMM | GMVLVE | C | X | 202028366 |  | 000002605302 |  | ERP-MM-DC1 | 2011-12-17 | 20
HR09 | 2210-4-HR09-HAG51AA309 | 2000244048 | 211HAG51AA309 | 211HAG51AA309 | HP CIRC.PUMP DIS/SUC PDS ISOL.VALVE | RMM | GMVLVE | C | X | 202028366 |  | 000002605306 |  | ERP-MM-DC1 | 2011-12-17 | 20
HR09 | 2210-4-HR09-HAG51AA310 | 2000244056 | 211HAG51AA310 | 211HAG51AA310 | HP CIRC.PUMP DIS/SUC PDS ISOL.VALVE | RMM | GMVLVE | C | X | 202028366 |  | 000002605310 |  | ERP-MM-DC1 | 2011-12-17 | 20
HR09 | 2210-4-HR09-HAG51AA311 | 2000244064 | 211HAG51AA311 | 211HAG51AA311 | HP CIRC.PUMP DIS/SUC PDS ISOL.VALVE | RMM | GMVLVE | C | X | 202028366 |  | 000002605334 |  | ERP-MM-DC1 | 2011-12-17 | 20
HR09 | 2210-4-HR09-HAG51AA312 | 2000244072 | 211HAG51AA312 | 211HAG51AA312 | HP CIRC.PUMP DIS/SUC PDS ISOL.VALVE | RMM | GMVLVE | C | X | 202028366 |  | 000002605338 |  | ERP-MM-DC1 | 2011-12-17 | 20
HR09 | 2210-4-HR09-HAG51AA401 | 2000244080 | 211HAG51AA401 | 211HAG51AA401 | HP CIRC.PUMP SUC.FILTER DRAIN VALVE | RMM | GMVLVE | C | X | 202028366 |  | 000002605342 |  | ERP-MM-DC1 | 2011-12-17 | 20
HR09 | 2210-4-HR09-HAG51AA402 | 2000244088 | 211HAG51AA402 | 211HAG51AA402 | HP CIRC.PUMP SUC.FILTER DRAIN VALVE | RMM | GMVLVE | C | X | 202028366 |  | 000002605346 |  | ERP-MM-DC1 | 2011-12-17 | 20
HR09 | 2210-4-HR09-HAG51AA403 | 2000244096 | 211HAG51AA403 | 211HAG51AA403 | HP CIRC.PUMP-A DRAIN VALVE | RMM | GMVLVE | B | X | 202028366 |  | 000002605350 |  | ERP-MM-DC1 | 2011-12-17 | 20
HR09 | 2210-4-HR09-HAG51AA404 | 2000244104 | 211HAG51AA404 | 211HAG51AA404 | HP CIRC.PUMP-A DRAIN VALVE | RMM | GMVLVE | B | X | 202028366 |  | 000002605374 |  | ERP-MM-DC1 | 2011-12-17 | 20
HR09 | 2210-4-HR09-HAG51AA405 | 2000244112 | 211HAG51AA405 | 211HAG51AA405 | HP CIRC.PUMP-A DISCH.DRAIN VALVE | RMM | GMVLVE | B | X | 202028366 |  | 000002605378 |  | ERP-MM-DC1 | 2011-12-17 | 20
HR09 | 2210-4-HR09-HAG51AA406 | 2000244120 | 211HAG51AA406 | 211HAG51AA406 | HP CIRC.PUMP-A DISCH.DRAIN VALVE | RMM | GMVLVE | B | X | 202028366 |  | 000002605382 |  | ERP-MM-DC1 | 2011-12-17 | 20
HR09 | 2210-4-HR09-HAG51AA407 | 2000244128 | 211HAG51AA407 | 211HAG51AA407 | HP CIRC.PUMP-A DISCH.DRAIN VALVE | RMM | GMVLVE | B | X | 202028366 |  | 000002605386 |  | ERP-MM-DC1 | 2011-12-17 | 20
HR09 | 2210-4-HR09-HAG51AA408 | 2000244136 | 211HAG51AA408 | 211HAG51AA408 | HP CIRC.PUMP-A DISCH.DRAIN VALVE | RMM | GMVLVE | B | X | 202028366 |  | 000002605390 |  | ERP-MM-DC1 | 2011-12-17 | 20
HR09 | 2210-4-HR09-HAG51AA409 | 2000244144 | 211HAG51AA409 | 211HAG51AA409 | HP CIRC.PUMP-A SUC.DRAIN VALVE | RMM | GMVLVE | B | X | 202028366 |  | 000002605414 |  | ERP-MM-DC1 | 2011-12-17 | 20
HR09 | 2210-4-HR09-HAG51AA410 | 2000244152 | 211HAG51AA410 | 211HAG51AA410 | HP CIRC.PUMP-A SUC.DRAIN VALVE | RMM | GMVLVE | B | X | 202028366 |  | 000002605418 |  | ERP-MM-DC1 | 2011-12-17 | 20
HR09 | 2210-4-HR09-HAG51AP001 | 2000244160 | 211HAG51AP001 | 211HAG51AP001 | HP HRSG CIRCULATING PUMP-A | RMM | GMPUMP | B | X | 202028366 |  | 000002605422 |  | ERP-MM-DC1 | 2011-12-17 | 20
HR09 | 2210-4-HR09-HAG51AP001-M01 | 2000244168 | 211HAG51AP001-M01 | 211HAG51AP001M1 | HP HRSG CIRC PUMP-A MOTOR | RME | GEMOTR | B | X | 202028366 |  | 000002605426 |  | ERP-MM-DC1 | 2011-12-17 | 20
HR09 | 2210-4-HR09-HAG51AP001KC01 | 2000244176 | 211HAG51AP001KC01 | 211HAG51AP001A | HP HRSG CIRC PUMP-A MOTOR HEATER | RME | GEHTR | B | X | 202028366 |  | 000002605430 |  | ERP-MM-DC1 | 2011-12-17 | 20
HR09 | 2210-4-HR09-HAG51AT001 | 2000244184 | 211HAG51AT001 | 211HAG51AT001 | HP CIRC.PUMP-A SUCTION STRAINER | RMM | GMSTRN | B | X | 202028366 |  | 000002605454 |  | ERP-MM-DC1 | 2011-12-17 | 20
HR09 | 2210-4-HR09-HAG51CP000 | 2000244192 | 211HAG51CP000 | 211HAG51CP000 | PRESSURE TRANSMITTER | RMI | GIXM-DP | C | X | 202028366 |  | 000002605458 |  | ERP-MM-DC1 | 2011-12-17 | 20
HR09 | 2210-4-HR09-HAG51CP004 | 2000244200 | 211HAG51CP004 | 211HAG51PDT04 | HP CIRC.PUMPS TO HP EVAPRTR.DP.TRANSMITR | RMI | GIXM-DP | C | X | 202028366 |  | 000002605462 |  | ERP-MM-DC1 | 2011-12-17 | 20
HR09 | 2210-4-HR09-HAG51CP005 | 2000244208 | 211HAG51CP005 | 211HAG51PDSL05 | HP CIRC.PUMP DIS/SUC.DIFF.PR.SWITCH | RMI | GISW-CN | C | X | 202028366 |  | 000002605466 |  | ERP-DLGN-EAA | 2013-03-05 | 20
HR09 | 2210-4-HR09-HAG51CP501 | 2000244216 | 211HAG51CP501 | 211HAG51PDI01 | HP CIRC.PUMP SUC.STR.DIFF.PR.INDICATOR | RMI | GIIN-PR | C | X | 202028366 |  | 000002605470 |  | ERP-MM-DC1 | 2011-12-17 | 20
HR09 | 2210-4-HR09-HAG51CP502 | 2000244224 | 211HAG51CP502 | 211HAG51CP502 | HP CIRC.PUMP SUC.PRESSURE INDICATOR | RMI | GIIN-PR | C | X | 202028366 |  | 000002605494 |  | ERP-MM-DC1 | 2011-12-17 | 20
HR09 | 2210-4-HR09-HAG51CP503 | 2000244232 | 211HAG51CP503 | 211HAG51CP503 | HP CIRC.PUMP DIS.PRESSURE INDICATOR | RMI | GIIN-PR | C | X | 202028366 |  | 000002605498 |  | ERP-MM-DC1 | 2011-12-17 | 20
HR09 | 2210-4-HR09-HAG51CT000 | 2000244240 | 211HAG51CT000 | 211HAG51CT000 | TEMP ELEMENT | RMI | GIEL-TE | C | X | 202028366 |  | 000002605502 |  | ERP-MM-DC1 | 2011-12-17 | 20
HR09 | 2210-4-HR09-HAG51CT001 | 2000244248 | 211HAG51CT001 | 211HAG51TE01 | HP CIRC.PUMP TEMEPERATURE ELEMENT | RMI | GIEL-TE | C | X | 202028366 |  | 000002605506 |  | ERP-MM-DC1 | 2011-12-17 | 20
HR09 | 2210-4-HR09-HAG51CT002 | 2000244256 | 211HAG51CT002 | 211HAG51TE02 | HP CIRC.PUMP TEMEPERATURE ELEMENT | RMI | GIEL-TE | C | X | 202028366 |  | 000002605510 |  | ERP-MM-DC1 | 2011-12-17 | 20
HR09 | 2210-4-HR09-HAG51CT003 | 2000244264 | 211HAG51CT003 | 211HAG51TE03 | HP CIRC.PUMP TEMEPERATURE ELEMENT | RMI | GIEL-TE | C | X | 202028366 |  | 000002605534 |  | ERP-MM-DC1 | 2011-12-17 | 20
HR09 | 2210-4-HR09-HAG52AA000 | 2000244272 | 211HAG52AA000 | 211HAG52AA000 | LIMIT SWITCH | RMI | GISW-LM | C | X | 202028366 |  | 000002605538 |  | ERP-MM-DC1 | 2011-12-17 | 20
HR09 | 2210-4-HR09-HAG52AA001 | 2000244280 | 211HAG52AA001 | 211HAG52AA001 | HP CIRC.PUMP-B SUC.STRAINER INLET VALVE | RMM | GMVLVE | C | X | 202028366 |  | 000002605542 |  | ERP-MM-DC1 | 2011-12-17 | 20
HR09 | 2210-4-HR09-HAG52AA002 | 2000244288 | 211HAG52AA002 | 211HAG52AA002 | HP CIRC.PUMP-B DISCH.CHECK VALVE/SWING | RMM | GMVLVE | C | X | 202028366 |  | 000002605546 |  | ERP-MM-DC1 | 2011-12-17 | 20
HR09 | 2210-4-HR09-HAG52AA003 | 2000244296 | 211HAG52AA003 | 211HAG52AA003 | HP CIRC.PUMP-B DISCHARGE VALVE | RMM | GMVLVE | C | X | 202028366 |  | 000002605550 |  | ERP-MM-DC1 | 2011-12-17 | 20
HR09 | 2210-4-HR09-HAG52AA301 | 2000244304 | 211HAG52AA301 | 211HAG52AA301 | HP CIRC.PUMP SUC.STRAINER PDI ISOL.VALVE | RMM | GMVLVE | B | X | 202028366 |  | 000002605574 |  | ERP-MM-DC1 | 2011-12-17 | 20
HR09 | 2210-4-HR09-HAG52AA302 | 2000244312 | 211HAG52AA302 | 211HAG52AA302 | HP CIRC.PUMP SUC.STRAINER PDI ISOL.VALVE | RMM | GMVLVE | B | X | 202028366 |  | 000002605578 |  | ERP-MM-DC1 | 2011-12-17 | 20
HR09 | 2210-4-HR09-HAG52AA303 | 2000244320 | 211HAG52AA303 | 211HAG52AA303 | HP CIRC.PUMP SUC.STRAINER PDI ISOL.VALVE | RMM | GMVLVE | B | X | 202028366 |  | 000002605582 |  | ERP-MM-DC1 | 2011-12-17 | 20
HR09 | 2210-4-HR09-HAG52AA304 | 2000244328 | 211HAG52AA304 | 211HAG52AA304 | HP CIRC.PUMP SUC.STRAINER PDI ISOL.VALVE | RMM | GMVLVE | B | X | 202028366 |  | 000002605586 |  | ERP-MM-DC1 | 2011-12-17 | 20
HR09 | 2210-4-HR09-HAG52AA305 | 2000244336 | 211HAG52AA305 | 211HAG52AA305 | HP CIRC.PUMP SUC.PR.INDICATOR ISOL.VALVE | RMM | GMVLVE | B | X | 202028366 |  | 000002605590 |  | ERP-MM-DC1 | 2011-12-17 | 20
HR09 | 2210-4-HR09-HAG52AA306 | 2000244344 | 211HAG52AA306 | 211HAG52AA306 | HP CIRC.PUMP SUC.PR.INDICATOR ISOL.VALVE | RMM | GMVLVE | B | X | 202028366 |  | 000002605614 |  | ERP-MM-DC1 | 2011-12-17 | 20
HR09 | 2210-4-HR09-HAG52AA307 | 2000244352 | 211HAG52AA307 | 211HAG52AA307 | HP CIRC.PUMP DIS.PR.INDICATOR ISOL.VALVE | RMM | GMVLVE | B | X | 202028366 |  | 000002605618 |  | ERP-MM-DC1 | 2011-12-17 | 20
HR09 | 2210-4-HR09-HAG52AA308 | 2000244360 | 211HAG52AA308 | 211HAG52AA308 | HP CIRC.PUMP DIS.PR.INDICATOR ISOL.VALVE | RMM | GMVLVE | B | X | 202028366 |  | 000002605622 |  | ERP-MM-DC1 | 2011-12-17 | 20
HR09 | 2210-4-HR09-HAG52AA309 | 2000244368 | 211HAG52AA309 | 211HAG52AA309 | HP CIRC.PUMP DIS/SUC PDS ISOL.VALVE | RMM | GMVLVE | C | X | 202028366 |  | 000002605626 |  | ERP-MM-DC1 | 2011-12-17 | 20
HR09 | 2210-4-HR09-HAG52AA310 | 2000244376 | 211HAG52AA310 | 211HAG52AA310 | HP CIRC.PUMP DIS/SUC PDS ISOL.VALVE | RMM | GMVLVE | C | X | 202028366 |  | 000002605630 |  | ERP-MM-DC1 | 2011-12-17 | 20
HR09 | 2210-4-HR09-HAG52AA311 | 2000244384 | 211HAG52AA311 | 211HAG52AA311 | HP CIRC.PUMP DIS/SUC PDS ISOL.VALVE | RMM | GMVLVE | C | X | 202028366 |  | 000002605654 |  | ERP-MM-DC1 | 2011-12-17 | 20
HR09 | 2210-4-HR09-HAG52AA312 | 2000244392 | 211HAG52AA312 | 211HAG52AA312 | HP CIRC.PUMP DIS/SUC PDS ISOL.VALVE | RMM | GMVLVE | C | X | 202028366 |  | 000002605658 |  | ERP-MM-DC1 | 2011-12-17 | 20
HR09 | 2210-4-HR09-HAG52AA401 | 2000244400 | 211HAG52AA401 | 211HAG52AA401 | HP CIRC.PUMP SUC.FILTER DRAIN VALVE | RMM | GMVLVE | C | X | 202028366 |  | 000002605662 |  | ERP-MM-DC1 | 2011-12-17 | 20
HR09 | 2210-4-HR09-HAG52AA402 | 2000244408 | 211HAG52AA402 | 211HAG52AA402 | HP CIRC.PUMP SUC.FILTER DRAIN VALVE | RMM | GMVLVE | C | X | 202028366 |  | 000002605666 |  | ERP-MM-DC1 | 2011-12-17 | 20
HR09 | 2210-4-HR09-HAG52AA403 | 2000244416 | 211HAG52AA403 | 211HAG52AA403 | HP CIRC.PUMP-B DRAIN VALVE | RMM | GMVLVE | B | X | 202028366 |  | 000002605670 |  | ERP-MM-DC1 | 2011-12-17 | 20
HR09 | 2210-4-HR09-HAG52AA404 | 2000244424 | 211HAG52AA404 | 211HAG52AA404 | HP CIRC.PUMP-B DRAIN VALVE | RMM | GMVLVE | B | X | 202028366 |  | 000002605694 |  | ERP-MM-DC1 | 2011-12-17 | 20
HR09 | 2210-4-HR09-HAG52AA405 | 2000244432 | 211HAG52AA405 | 211HAG52AA405 | HP CIRC.PUMP-B DISCH.DRAIN VALVE | RMM | GMVLVE | B | X | 202028366 |  | 000002605698 |  | ERP-MM-DC1 | 2011-12-17 | 20
HR09 | 2210-4-HR09-HAG52AA406 | 2000244440 | 211HAG52AA406 | 211HAG52AA406 | HP CIRC.PUMP-B DISCH.DRAIN VALVE | RMM | GMVLVE | B | X | 202028366 |  | 000002605702 |  | ERP-MM-DC1 | 2011-12-17 | 20
HR09 | 2210-4-HR09-HAG52AA407 | 2000244448 | 211HAG52AA407 | 211HAG52AA407 | HP CIRC.PUMP-B DISCH.DRAIN VALVE | RMM | GMVLVE | B | X | 202028366 |  | 000002605706 |  | ERP-MM-DC1 | 2011-12-17 | 20
HR09 | 2210-4-HR09-HAG52AA408 | 2000244456 | 211HAG52AA408 | 211HAG52AA408 | HP CIRC.PUMP-B DISCH.DRAIN VALVE | RMM | GMVLVE | B | X | 202028366 |  | 000002605710 |  | ERP-MM-DC1 | 2011-12-17 | 20
HR09 | 2210-4-HR09-HAG52AA409 | 2000244464 | 211HAG52AA409 | 211HAG52AA409 | HP CIRC.PUMP-B SUC.DRAIN VALVE | RMM | GMVLVE | B | X | 202028366 |  | 000002605734 |  | ERP-MM-DC1 | 2011-12-17 | 20
HR09 | 2210-4-HR09-HAG52AA410 | 2000244472 | 211HAG52AA410 | 211HAG52AA410 | HP CIRC.PUMP-B SUC.DRAIN VALVE | RMM | GMVLVE | B | X | 202028366 |  | 000002605738 |  | ERP-MM-DC1 | 2011-12-17 | 20
HR09 | 2210-4-HR09-HAG52AP001 | 2000244480 | 211HAG52AP001 | 211HAG52AP001 | HP HRSG CIRCULATING PUMP-B | RMM | GMPUMP | B | X | 202028366 |  | 000002605742 |  | ERP-MM-DC1 | 2011-12-17 | 20
HR09 | 2210-4-HR09-HAG52AP001-M01 | 2000244488 | 211HAG52AP001-M01 | 211HAG52AP001M1 | HP HRSG CIRC PUMP-B MOTOR | RME | GEMOTR | B | X | 202028366 |  | 000002605746 |  | ERP-MM-DC1 | 2011-12-17 | 20
HR09 | 2210-4-HR09-HAG52AP001KC01 | 2000244496 | 211HAG52AP001KC01 | 211HAG52AP001A | HP HRSG PUMP-B MOTOR HEATER | RME | GEHTR | B | X | 202028366 |  | 000002605750 |  | ERP-MM-DC1 | 2011-12-17 | 20
HR09 | 2210-4-HR09-HAG52AT001 | 2000244504 | 211HAG52AT001 | 211HAG52AT001 | HP CIRC.PUMP-B SUCTION STRAINER | RMM | GMSTRN | B | X | 202028366 |  | 000002605774 |  | ERP-MM-DC1 | 2011-12-17 | 20
HR09 | 2210-4-HR09-HAG52CP000 | 2000244512 | 211HAG52CP000 | 211HAG52CP000 | PRESSURE TRANSMITTER | RMI | GIXM-DP | C | X | 202028366 |  | 000002605778 |  | ERP-MM-DC1 | 2011-12-17 | 20
HR09 | 2210-4-HR09-HAG52CP005 | 2000244520 | 211HAG52CP005 | 211HAG52PDSL05 | HP CIRC.PUMP DIS/SUC.DIFF.PR.SWITCH | RMI | GISW-CN | C | X | 202028366 |  | 000002605782 |  | ERP-DLGN-EAA | 2013-03-05 | 20
HR09 | 2210-4-HR09-HAG52CP501 | 2000244528 | 211HAG52CP501 | 211HAG52PDI01 | HP CIRC.PUMP SUC.STR.DIFF.PR.INDICATOR | RMI | GIIN-PR | C | X | 202028366 |  | 000002605786 |  | ERP-MM-DC1 | 2011-12-17 | 20
HR09 | 2210-4-HR09-HAG52CP502 | 2000244536 | 211HAG52CP502 | 211HAG52CP502 | HP CIRC.PUMP SUC.PRESSURE INDICATOR | RMI | GIIN-PR | C | X | 202028366 |  | 000002605790 |  | ERP-MM-DC1 | 2011-12-17 | 20
HR09 | 2210-4-HR09-HAG52CP503 | 2000244544 | 211HAG52CP503 | 211HAG52CP503 | HP CIRC.PUMP DIS.PRESSURE INDICATOR | RMI | GIIN-PR | C | X | 202028366 |  | 000002605814 |  | ERP-MM-DC1 | 2011-12-17 | 20
HR09 | 2210-4-HR09-HAG52CT000 | 2000244552 | 211HAG52CT000 | 211HAG52CT000 | TEMP ELEMENT | RMI | GIEL-TE | C | X | 202028366 |  | 000002605818 |  | ERP-MM-DC1 | 2011-12-17 | 20
HR09 | 2210-4-HR09-HAG52CT001 | 2000244560 | 211HAG52CT001 | 211HAG52TE01 | HP CIRC.PUMP TEMPERATURE ELEMENT | RMI | GIEL-TE | C | X | 202028366 |  | 000002605822 |  | ERP-MM-DC1 | 2011-12-17 | 20
HR09 | 2210-4-HR09-HAG52CT002 | 2000244568 | 211HAG52CT002 | 211HAG52TE02 | HP CIRC.PUMP TEMPERATURE ELEMENT | RMI | GIEL-TE | C | X | 202028366 |  | 000002605826 |  | ERP-MM-DC1 | 2011-12-17 | 20
HR09 | 2210-4-HR09-HAG52CT003 | 2000244576 | 211HAG52CT003 | 211HAG52TE03 | HP CIRC.PUMP TEMPERATURE ELEMENT | RMI | GIEL-TE | C | X | 202028366 |  | 000002605830 |  | ERP-MM-DC1 | 2011-12-17 | 20
HR09 | 2210-4-HR09-HAG60AA301 | 2000244584 | 211HAG60AA301 | 211HAG60AA301 | HP CIRC. PUMPS DIS. PDT ISOL. VALVE | RMM | GMVLVE | C | X | 202028366 |  | 000002605854 |  | ERP-MM-DC1 | 2011-12-17 | 20
HR09 | 2210-4-HR09-HAG60AA302 | 2000244591 | 211HAG60AA302 | 211HAG60AA302 | HP CIRC. PUMPS DIS. PDT ISOL. VALVE | RMM | GMVLVE | C | X | 202028366 |  | 000002605857 |  | ERP-MM-DC1 | 2011-12-17 | 20
HR09 | 2210-4-HR09-HAG60AA303 | 2000244599 | 211HAG60AA303 | 211HAG60AA303 | HP CIRC. PUMPS DIS. PDT ISOL. VALVE | RMM | GMVLVE | C | X | 202028366 |  | 000002605861 |  | ERP-MM-DC1 | 2011-12-17 | 20
HR09 | 2210-4-HR09-HAG60AA304 | 2000244607 | 211HAG60AA304 | 211HAG60AA304 | HP CIRC. PUMPS DIS. PDT ISOL. VALVE | RMM | GMVLVE | C | X | 202028366 |  | 000002605865 |  | ERP-MM-DC1 | 2011-12-17 | 20
HR09 | 2210-4-HR09-HAG60AA305 | 2000244615 | 211HAG60AA305 | 211HAG60AA305 | HP CIRC.PUMPS DIS.FLOW SWITCH ISOL.VALVE | RMM | GMVLVE | C | X | 202028366 |  | 000002605869 |  | ERP-MM-DC1 | 2011-12-17 | 20
HR09 | 2210-4-HR09-HAG60AA306 | 2000244623 | 211HAG60AA306 | 211HAG60AA306 | HP CIRC.PUMPS DIS.FLOW SWITCH ISOL.VALVE | RMM | GMVLVE | C | X | 202028366 |  | 000002605893 |  | ERP-MM-DC1 | 2011-12-17 | 20
HR09 | 2210-4-HR09-HAG60CF000 | 2000244631 | 211HAG60CF000 | 211HAG60CF000 | FLOW SWITCHES | RMI | GISW-FLW | C | X | 202028366 |  | 000002605897 |  | ERP-MM-DC1 | 2011-12-17 | 20
HR09 | 2210-4-HR09-HAG60CF001 | 2000244639 | 211HAG60CF001 | 211HAG60CF001 | HP CIRC.PUMP DIS.FLOW SWITCH | RMI | GISW-FLW | C | X | 202028366 |  | 000002605901 |  | ERP-MM-DC1 | 2011-12-17 | 20
HR09 | 2210-4-HR09-HAG60CP001 | 2000244647 | 211HAG60CP001 | 211HAG60CP001 | HP CIRC.PUMP DIS/SUC DIFF.PR.TRANSMITTER | RMI | GIXM-DP | C | X | 202028366 |  | 000002605905 |  | ERP-MM-DC1 | 2011-12-17 | 20
HR09 | 2210-4-HR09-HAG60CT001 | 2000244655 | 211HAG60CT001 | 211HAG60CT001 | HP CIRC.PUMP DIS.TEMPERATURE ELEMENT | RMI | GIEL-TE | C | X | 202028366 |  | 000002605909 |  | ERP-MM-DC1 | 2011-12-17 | 20
HR09 | 2210-4-HR09-HAH50AA401 | 2000244663 | 211HAH50AA401 | 211HAH50AA401 | HP SUPERHEATER DRAIN VALVE/Y-TYPE | RMM | GMVLVE | B | X | 202028366 |  | 000002605933 |  | ERP-MM-DC1 | 2011-12-17 | 20
HR09 | 2210-4-HR09-HAH50AA402 | 2000244671 | 211HAH50AA402 | 211HAH50AA402 | HP SUPERHEATER DRAIN VALVE/Y-TYPE | RMM | GMVLVE | B | X | 202028366 |  | 000002605937 |  | ERP-MM-DC1 | 2011-12-17 | 20
HR09 | 2210-4-HR09-HAH50AA501 | 2000244679 | 211HAH50AA501 | 211HAH50AA501 | HP SATURATED STEAM VENT VALVE | RMM | GMVLVE | B | X | 202028366 |  | 000002605941 |  | ERP-MM-DC1 | 2011-12-17 | 20
HR09 | 2210-4-HR09-HAH50AA502 | 2000244687 | 211HAH50AA502 | 211HAH50AA502 | HP DRUM VENT VALVE | RMM | GMVLVE | B | X | 202028366 |  | 000002605945 |  | ERP-MM-DC1 | 2011-12-17 | 20
HR09 | 2210-4-HR09-HAH50AA503 | 2000244695 | 211HAH50AA503 | 211HAH50AA503 | HP SUPERHEATER VENT VALVE | RMM | GMVLVE | B | X | 202028366 |  | 000002605949 |  | ERP-MM-DC1 | 2011-12-17 | 20
HR09 | 2210-4-HR09-HAH50AA504 | 2000244703 | 211HAH50AA504 | 211HAH50AA504 | HP SUPERHEATER VENT VALVE | RMM | GMVLVE | B | X | 202028366 |  | 000002605973 |  | ERP-MM-DC1 | 2011-12-17 | 20
HR09 | 2210-4-HR09-HAH50AA601 | 2000244711 | 211HAH50AA601 | 211HAH50AA601 | HP SATURATED STEAM SAMPLING ISOL. VALVE | RMM | GMVLVE | B | X | 202028366 |  | 000002605977 |  | ERP-MM-DC1 | 2011-12-17 | 20
HR09 | 2210-4-HR09-HAH50AA602 | 2000244719 | 211HAH50AA602 | 211HAH50AA602 | HP SATURATED STEAM SAMPLING ISOL. VALVE | RMM | GMVLVE | B | X | 202028366 |  | 000002605981 |  | ERP-MM-DC1 | 2011-12-17 | 20
HR09 | 2210-4-HR09-HAH50AA603 | 2000244727 | 211HAH50AA603 | 211HAH50AA603 | HP ST. DRUM NITROGENE CHECK VALVE/PISTON | RMM | GMVLVE | B | X | 202028366 |  | 000002605985 |  | ERP-MM-DC1 | 2011-12-17 | 20
HR09 | 2210-4-HR09-HAH50AA604 | 2000244735 | 211HAH50AA604 | 211HAH50AA604 | HP ST DRUM NITROGENE ISOL. VALVE | RMM | GMVLVE | B | X | 202028366 |  | 000002605989 |  | ERP-MM-DC1 | 2011-12-17 | 20
HR09 | 2210-4-HR09-HAH50AA605 | 2000244743 | 211HAH50AA605 | 211HAH50AA605 | HP ST. DRUM NITROGENE ISOL. VALVE | RMM | GMVLVE | B | X | 202028366 |  | 000002606013 |  | ERP-MM-DC1 | 2011-12-17 | 20
HR09 | 2210-4-HR09-HAH50AC001 | 2000244751 | 211HAH50AC001 | 211HAH50AC001 | HP SUPERHEATER | RMM | GMSUPR | C | X | 202028366 |  | 000002606017 |  | ERP-MM-DC1 | 2011-12-17 | 20
HR09 | 2210-4-HR09-HAH50BR001 | 2000244759 | 211HAH50BR001 | 211HAH50BR001 | HP ST.DRUM TO SUPERHEATER PIPING | RMM | GMPIPE | C | X | 202028366 |  | 000002606021 |  | ERP-MM-DC1 | 2011-12-17 | 20
HR09 | 2210-4-HR09-HAH50BR601 | 2000244767 | 211HAH50BR601 | 211HAH50BR601 | HP STEAM PIPING FOR SAMPLING SYSTEM | RMM | GMPIPE | B | X | 202028366 |  | 000002606025 |  | ERP-MM-DC1 | 2011-12-17 | 20
HR09 | 2210-4-HR09-HAH50BR602 | 2000244775 | 211HAH50BR602 | 211HAH50BR602 | NITROGEN TO HP ST. DRUM PIPING | RMM | GMPIPE | B | X | 202028366 |  | 000002606029 |  | ERP-MM-DC1 | 2011-12-17 | 20
HR09 | 2210-4-HR09-HAH50CT001 | 2000244783 | 211HAH50CT001 | 211HAH50CT001 | HP SUPERHEATER TEMPERATURE ELEMENT | RMI | GIEL-TE | C | X | 202028366 |  | 000002606053 |  | ERP-MM-DC1 | 2011-12-17 | 20
HR09 | 2210-4-HR09-HAH50CT002 | 2000244791 | 211HAH50CT002 | 211HAH50CT002 | HP SUPERHEATER TEMPERATURE ELEMENT | RMI | GIEL-TE | C | X | 202028366 |  | 000002606057 |  | ERP-MM-DC1 | 2011-12-17 | 20
HR09 | 2210-4-HR09-HAH50CT401 | 2000244799 | 211HAH50CT401 | 211HAH50CT401 | HP SATURATED STEAM TEMPERATURE TESTPOINT | RMI | GITHRW | C | X | 202028366 |  | 000002606061 |  | ERP-MM-DC1 | 2011-12-17 | 20
HR09 | 2210-4-HR09-HBA00CP000 | 2000244807 | 211HBA00CP000 | 211HBA00PT | FLUE GAS PRESSURE TRANSMITTERS - GROUP | RMI | GIXM-DP | C | X | 202028366 |  | 000002606065 |  | ERP-MM-DC1 | 2011-12-17 | 20
HR09 | 2210-4-HR09-HBK10AA301 | 2000244815 | 211HBK10AA301 | 211HBK10AA301 | HRSG HP SUP.HTR.EXH.GAS PT ISOL. VALVE | RMM | GMVLVE | C | X | 202028366 |  | 000002606069 |  | ERP-MM-DC1 | 2011-12-17 | 20
HR09 | 2210-4-HR09-HBK10AA302 | 2000244823 | 211HBK10AA302 | 211HBK10AA302 | HRSG HP SUP.HTR.EXH.GAS PT ISOL.VALVE | RMM | GMVLVE | C | X | 202028366 |  | 000002606093 |  | ERP-MM-DC1 | 2011-12-17 | 20
HR09 | 2210-4-HR09-HBK10AA303 | 2000244831 | 211HBK10AA303 | 211HBK10AA303 | HRSG HP.EVAPR.EXH.GAS PT ISOL. VALVE | RMM | GMVLVE | C | X | 202028366 |  | 000002606097 |  | ERP-MM-DC1 | 2011-12-17 | 20
HR09 | 2210-4-HR09-HBK10AA304 | 2000244839 | 211HBK10AA304 | 211HBK10AA304 | HRSG HP.EVAPR.EXH.GAS PT. ISOL. VALVE | RMM | GMVLVE | C | X | 202028366 |  | 000002606101 |  | ERP-MM-DC1 | 2011-12-17 | 20
HR09 | 2210-4-HR09-HBK10AA305 | 2000244847 | 211HBK10AA305 | 211HBK10AA305 | HRSG HP ECONOMSR.EXH.GAS PT.ISOL.VALVE | RMM | GMVLVE | C | X | 202028366 |  | 000002606105 |  | ERP-MM-DC1 | 2011-12-17 | 20
HR09 | 2210-4-HR09-HBK10AA306 | 2000244855 | 211HBK10AA306 | 211HBK10AA306 | HRSG HP ECONOMSR.EXH.GAS PT.ISOL. VALVE | RMM | GMVLVE | C | X | 202028366 |  | 000002606109 |  | ERP-MM-DC1 | 2011-12-17 | 20
HR09 | 2210-4-HR09-HBK10AA307 | 2000244863 | 211HBK10AA307 | 211HBK10AA307 | HRSG LP EVAPR.EXH. GAS PT. ISOL. VALVE | RMM | GMVLVE | C | X | 202028366 |  | 000002606133 |  | ERP-MM-DC1 | 2011-12-17 | 20
HR09 | 2210-4-HR09-HBK10AA308 | 2000244871 | 211HBK10AA308 | 211HBK10AA308 | HRSG LP EVAPR.EXH. GAS PT. ISOL. VALVE | RMM | GMVLVE | C | X | 202028366 |  | 000002606137 |  | ERP-MM-DC1 | 2011-12-17 | 20
HR09 | 2210-4-HR09-HBK10AA309 | 2000244879 | 211HBK10AA309 | 211HBK10AA309 | HRSG OUTLET DUCT EXH. GAS PT. ISOL.VALVE | RMM | GMVLVE | C | X | 202028366 |  | 000002606141 |  | ERP-MM-DC1 | 2011-12-17 | 20
HR09 | 2210-4-HR09-HBK10AA310 | 2000244887 | 211HBK10AA310 | 211HBK10AA310 | HRSG OUTLET DUCT EXH. GAS PT. ISOL.VALVE | RMM | GMVLVE | C | X | 202028366 |  | 000002606145 |  | ERP-MM-DC1 | 2011-12-17 | 20
HR09 | 2210-4-HR09-HBK10BR001 | 2000244895 | 211HBK10BR001 | 211HBK10BR001 | BOILER CASING | RMM | GMBO-CO | C | X | 202028366 |  | 000002606149 |  | ERP-MM-DC1 | 2011-12-17 | 20
HR09 | 2210-4-HR09-HBK10CP001 | 2000244903 | 211HBK10CP001 | 211HBK10CP001 | HRSG HP SUP.HTR.EXH.GAS PRESS.TRANSMITER | RMI | GIXM-DP | C | X | 202028366 |  | 000002606173 |  | ERP-MM-DC1 | 2011-12-17 | 20
HR09 | 2210-4-HR09-HBK10CP002 | 2000244911 | 211HBK10CP002 | 211HBK10CP002 | HRSG HP EVAPR.EXH.GAS PRESS.TRANSMITTER | RMI | GIXM-DP | C | X | 202028366 |  | 000002606177 |  | ERP-MM-DC1 | 2011-12-17 | 20
HR09 | 2210-4-HR09-HBK10CP003 | 2000244919 | 211HBK10CP003 | 211HBK10CP003 | HRSG HP ECON.EXH.GAS PRESS.TRANSMITTER | RMI | GIXM-DP | C | X | 202028366 |  | 000002606181 |  | ERP-MM-DC1 | 2011-12-17 | 20
HR09 | 2210-4-HR09-HBK10CP004 | 2000244927 | 211HBK10CP004 | 211HBK10CP004 | HRSG LP EVAPR.EXH. GAS PRESS.TRANSMITTER | RMI | GIXM-DP | C | X | 202028366 |  | 000002606185 |  | ERP-MM-DC1 | 2011-12-17 | 20
HR09 | 2210-4-HR09-HBK10CP005 | 2000244935 | 211HBK10CP005 | 211HBK10CP005 | HRSG O/L DUCT EXH. GAS PRESS.TRANSMITTER | RMI | GIXM-DP | C | X | 202028366 |  | 000002606189 |  | ERP-MM-DC1 | 2011-12-17 | 20
HR09 | 2210-4-HR09-HBK10CT001 | 2000244943 | 211HBK10CT001 | 211HBK10CT001 | HRSG HP SUP.HTR.EXH.GAS TEMP. ELEMENT | RMI | GIEL-TE | C | X | 202028366 |  | 000002606213 |  | ERP-MM-DC1 | 2011-12-17 | 20
HR09 | 2210-4-HR09-HBK10CT004 | 2000244951 | 211HBK10CT004 | 211HBK10CT004 | HRSG O/L DUCT EXH.GS TEMP. ELEMENT | RMI | GIEL-TE | C | X | 202028366 |  | 000002606217 |  | ERP-MM-DC1 | 2011-12-17 | 20
HR09 | 2210-4-HR09-HBK10CT401 | 2000244959 | 211HBK10CT401 | 211HBK10CT401 | HRSG HP SUP.HTR.EXH.GAS TEMP. TEST POINT | RMI | GITHRW | C | X | 202028366 |  | 000002606221 |  | ERP-MM-DC1 | 2011-12-17 | 20
HR09 | 2210-4-HR09-HBK10CT402 | 2000244967 | 211HBK10CT402 | 211HBK10CT402 | HRSG HP SUP.HTR.EXH.GAS TEMP.TEST POINT | RMI | GITHRW | C | X | 202028366 |  | 000002606225 |  | ERP-MM-DC1 | 2011-12-17 | 20
HR09 | 2210-4-HR09-HBK10CT403 | 2000244975 | 211HBK10CT403 | 211HBK10CT403 | HRSG HP EVAPR.EXH.GAS TEMP.TEST POINT | RMI | GITHRW | C | X | 202028366 |  | 000002606229 |  | ERP-MM-DC1 | 2011-12-17 | 20
HR09 | 2210-4-HR09-HBK10CT404 | 2000244983 | 211HBK10CT404 | 211HBK10CT404 | HRSG HP EVAPR.EXH.GAS TEMP.TEST POINT | RMI | GITHRW | C | X | 202028366 |  | 000002606253 |  | ERP-MM-DC1 | 2011-12-17 | 20
HR09 | 2210-4-HR09-HBK10CT405 | 2000244991 | 211HBK10CT405 | 211HBK10CT405 | HRSG HP ECON. EXH. GAS TEMP.TEST POINT | RMI | GITHRW | C | X | 202028366 |  | 000002606257 |  | ERP-MM-DC1 | 2011-12-17 | 20
HR09 | 2210-4-HR09-HBK10CT406 | 2000244999 | 211HBK10CT406 | 211HBK10CT406 | HRSG HP ECON.EXH. GAS TEMP.TEST POINT | RMI | GITHRW | C | X | 202028366 |  | 000002606261 |  | ERP-MM-DC1 | 2011-12-17 | 20
HR09 | 2210-4-HR09-HBK10CT407 | 2000245007 | 211HBK10CT407 | 211HBK10CT407 | HRSG LP EVAPR.EXH.GAS TEMP.TEST POINT | RMI | GITHRW | C | X | 202028366 |  | 000002606265 |  | ERP-MM-DC1 | 2011-12-17 | 20
HR09 | 2210-4-HR09-HBK10CT408 | 2000245015 | 211HBK10CT408 | 211HBK10CT408 | HRSG LP EVAPR.EXH.GAS TEMP.TEST POINT | RMI | GITHRW | C | X | 202028366 |  | 000002606269 |  | ERP-MM-DC1 | 2011-12-17 | 20
HR09 | 2210-4-HR09-HBK10CT409 | 2000245023 | 211HBK10CT409 | 211HBK10CT409 | HRSG O/L DUCT EXH.GAS TEMP.TEST POINT | RMI | GITHRW | C | X | 202028366 |  | 000002606293 |  | ERP-MM-DC1 | 2011-12-17 | 20
HR09 | 2210-4-HR09-HBK10CT410 | 2000245031 | 211HBK10CT410 | 211HBK10CT410 | HRSG O/L DUCT EXH.GAS TEMP.TEST POINT | RMI | GITHRW | C | X | 202028366 |  | 000002606297 |  | ERP-MM-DC1 | 2011-12-17 | 20
HR09 | 2210-4-HR09-HBK10CT411 | 2000245039 | 211HBK10CT411 | 211HBK10CT411 | HRSG EXH.GAS SKIN TEMP.TEST POINT | RMI | GITHRW | C | X | 202028366 |  | 000002606301 |  | ERP-MM-DC1 | 2011-12-17 | 20
HR09 | 2210-4-HR09-HBK10CT412 | 2000245047 | 211HBK10CT412 | 211HBK10CT412 | HRSG EXH.GAS SKIN TEMP.TEST POINT | RMI | GITHRW | C | X | 202028366 |  | 000002606305 |  | ERP-MM-DC1 | 2011-12-17 | 20
HR09 | 2210-4-HR09-HCA11AA001 | 2000245055 | 211HCA11AA001 | 211HCA11AA001 | SOOTBLOWER SEAL AIR FAN-A DISCHARGE V/V | RMM | GMVLVE | B | X | 202028366 |  | 000002606309 |  | ERP-MM-DC1 | 2011-12-17 | 20
HR09 | 2210-4-HR09-HCA11AA002 | 2000245063 | 211HCA11AA002 | 211HCA11AA002 | SOOTBLOWER SEAL AIR FAN-A DISC.CHECK V/V | RMM | GMVLVE | C | X | 202028366 |  | 000002606333 |  | ERP-MM-DC1 | 2011-12-17 | 20
HR09 | 2210-4-HR09-HCA11AN001 | 2000245071 | 211HCA11AN001 | 211HCA11AN001 | SOOT BLOWER SEALING AIR FAN-A | RMM | GMFAN | B | X | 202028366 |  | 000002606337 |  | ERP-MM-DC1 | 2011-12-17 | 20
HR09 | 2210-4-HR09-HCA11AN001-M01 | 2000245079 | 211HCA11AN001-M01 | 211HCA11AN001M1 | SOOTBLOWER SEALING AIR FAN A - MOTOR | RME | GEMOTR | B | X | 202028366 |  | 000002606341 |  | ERP-MM-DC1 | 2011-12-17 | 20
HR09 | 2210-4-HR09-HCA12AA001 | 2000245087 | 211HCA12AA001 | 211HCA12AA001 | SOOTBLOWER SEAL AIR FAN-B DISCHARGE V/V | RMM | GMVLVE | B | X | 202028366 |  | 000002606345 |  | ERP-MM-DC1 | 2011-12-17 | 20
HR09 | 2210-4-HR09-HCA12AA002 | 2000245095 | 211HCA12AA002 | 211HCA12AA002 | SOOTBLOWER SEAL AIR FAN-B DISC.CHECK V/V | RMM | GMVLVE | C | X | 202028366 |  | 000002606349 |  | ERP-MM-DC1 | 2011-12-17 | 20
HR09 | 2210-4-HR09-HCA12AN001 | 2000245103 | 211HCA12AN001 | 211HCA12AN001 | SOOTBLOWER SEALING AIR FAN-B | RMM | GMFAN | B | X | 202028366 |  | 000002606373 |  | ERP-MM-DC1 | 2011-12-17 | 20
HR09 | 2210-4-HR09-HCA12AN001-M01 | 2000245111 | 211HCA12AN001-M01 | 211HCA12AN001M1 | SOOTBLOWER SEALING AIR FAN B- MOTOR | RME | GEMOTR | B | X | 202028366 |  | 000002606377 |  | ERP-MM-DC1 | 2011-12-17 | 20
HR09 | 2210-4-HR09-HCA20AA301 | 2000245119 | 211HCA20AA301 | 211HCA20AA301 | S.BLOWER SEAL AIR FAN DISC.PS ISOL.VALVE | RMM | GMVLVE | C | X | 202028366 |  | 000002606381 |  | ERP-MM-DC1 | 2011-12-17 | 20
HR09 | 2210-4-HR09-HCA20AA302 | 2000245127 | 211HCA20AA302 | 211HCA20AA302 | S.BLOWER SEAL AIR FAN DISC.PS ISOL.VALVE | RMM | GMVLVE | C | X | 202028366 |  | 000002606385 |  | ERP-MM-DC1 | 2011-12-17 | 20
HR09 | 2210-4-HR09-HCA20AA303 | 2000245135 | 211HCA20AA303 | 211HCA20AA303 | S.BLOWER SEAL AIR FAN DISC.PI ISOL.VALVE | RMM | GMVLVE | C | X | 202028366 |  | 000002606389 |  | ERP-MM-DC1 | 2011-12-17 | 20
HR09 | 2210-4-HR09-HCA20AA304 | 2000245143 | 211HCA20AA304 | 211HCA20AA304 | S.BLOWER SEAL AIR FAN DISC.PI ISOL.VALVE | RMM | GMVLVE | C | X | 202028366 |  | 000002606413 |  | ERP-MM-DC1 | 2011-12-17 | 20
HR09 | 2210-4-HR09-HCA20CP001 | 2000245151 | 211HCA20CP001 | 211HCA20CP001 | SOOTBLWR.SEAL AIR FAN DISC.PRESS.SWITCH | RMI | GISW-CN | C | X | 202028366 |  | 000002606417 |  | ERP-DLGN-EAA | 2013-03-05 | 20
HR09 | 2210-4-HR09-HCA20CP501 | 2000245159 | 211HCA20CP501 | 211HCA20CP501 | S.BLWR.SEAL AIR FAN DISC.PRESS.INDICATOR | RMI | GISW-CN | C | X | 202028366 |  | 000002606421 |  | ERP-DLGN-EAA | 2013-03-05 | 20
HR09 | 2210-4-HR09-HCA21AA001 | 2000245167 | 211HCA21AA001 | 211HCA21AA001 | SOOTBLOWER SEAL AIR INLET ISOL. VALVE | RMM | GMVLVE | B | X | 202028366 |  | 000002606425 |  | ERP-MM-DC1 | 2011-12-17 | 20
HR09 | 2210-4-HR09-HCA21AA002 | 2000245175 | 211HCA21AA002 | 211HCA21AA002 | SOOTBLOWER-2 SEAL AIR INLET ISOL. VALVE | RMM | GMVLVE | B | X | 202028366 |  | 000002606429 |  | ERP-MM-DC1 | 2011-12-17 | 20
HR09 | 2210-4-HR09-HCA22AA001 | 2000245183 | 211HCA22AA001 | 211HCA22AA001 | SOOTBLOWER-3 SEAL AIR INLET ISOL. VALVE | RMM | GMVLVE | B | X | 202028366 |  | 000002606453 |  | ERP-MM-DC1 | 2011-12-17 | 20
HR09 | 2210-4-HR09-HCA22AA002 | 2000245191 | 211HCA22AA002 | 211HCA22AA002 | SOOTBLOWER-4 SEAL AIR INLET ISOL. VALVE | RMM | GMVLVE | B | X | 202028366 |  | 000002606457 |  | ERP-MM-DC1 | 2011-12-17 | 20
HR09 | 2210-4-HR09-HCA23AA001 | 2000245199 | 211HCA23AA001 | 211HCA23AA001 | SOOTBLOWER-5 SEAL AIR INLET ISOL. VALVE | RMM | GMVLVE | B | X | 202028366 |  | 000002606461 |  | ERP-MM-DC1 | 2011-12-17 | 20
HR09 | 2210-4-HR09-HCA23AA002 | 2000245207 | 211HCA23AA002 | 211HCA23AA002 | SOOTBLOWER-6 SEAL AIR INLET ISOL. VALVE | RMM | GMVLVE | B | X | 202028366 |  | 000002606465 |  | ERP-MM-DC1 | 2011-12-17 | 20
HR09 | 2210-4-HR09-HCA24AA001 | 2000245215 | 211HCA24AA001 | 211HCA24AA001 | SOOTBLOWER-7 SEAL AIR INLET ISOL. VALVE | RMM | GMVLVE | B | X | 202028366 |  | 000002606469 |  | ERP-MM-DC1 | 2011-12-17 | 20
HR09 | 2210-4-HR09-HCA24AA002 | 2000245223 | 211HCA24AA002 | 211HCA24AA002 | SOOTBLOWER-8 SEAL AIR INLET ISOL. VALVE | RMM | GMVLVE | B | X | 202028366 |  | 000002606493 |  | ERP-MM-DC1 | 2011-12-17 | 20
HR09 | 2210-4-HR09-HCA25AA001 | 2000245231 | 211HCA25AA001 | 211HCA25AA001 | SOOTBLOWER-9 SEAL AIR INLET ISOL. VALVE | RMM | GMVLVE | B | X | 202028366 |  | 000002606497 |  | ERP-MM-DC1 | 2011-12-17 | 20
HR09 | 2210-4-HR09-HCA25AA002 | 2000245239 | 211HCA25AA002 | 211HCA25AA002 | SOOTBLOWER-10 SEAL AIR INLET ISOL. VALVE | RMM | GMVLVE | B | X | 202028366 |  | 000002606501 |  | ERP-MM-DC1 | 2011-12-17 | 20
HR09 | 2210-4-HR09-HCA26AA001 | 2000245247 | 211HCA26AA001 | 211HCA26AA001 | SOOTBLOWER-11 SEAL AIR INLET ISOL. VALVE | RMM | GMVLVE | B | X | 202028366 |  | 000002606505 |  | ERP-MM-DC1 | 2011-12-17 | 20
HR09 | 2210-4-HR09-HCA26AA002 | 2000245255 | 211HCA26AA002 | 211HCA26AA002 | SOOTBLOWER-12 SEAL AIR INLET ISOL. VALVE | RMM | GMVLVE | B | X | 202028366 |  | 000002606509 |  | ERP-MM-DC1 | 2011-12-17 | 20
HR09 | 2210-4-HR09-HCB00AT000 | 2000245263 | 211HCB00AT000 | 211HCB00AT000 | SOOTBLOWER 1 TO 12 (GROUP) | RMM | GMSBLW | C | X | 202028366 |  | 000002606533 |  | ERP-MM-DC1 | 2011-12-17 | 20
HR09 | 2210-4-HR09-HCB10 | 2000245271 | 211HCB10 | 211HCB10 | LOCAL INSTRUMENTS | RMI | GIXM-DP | C | X | 202028366 |  | 000002606537 |  | ERP-MM-DC1 | 2011-12-17 | 20
HR09 | 2210-4-HR09-HCB10AA001 | 2000245279 | 211HCB10AA001 | 211HCB10HV01 | SOOTBLOWER AUX. STEAM SHUTOFF VALVE | RMM | GMVL-MO | B | X | 202028366 |  | 000002606541 |  | ERP-MM-DC1 | 2011-12-17 | 20
HR09 | 2210-4-HR09-HCB10AA002 | 2000245287 | 211HCB10AA002 | 211HCB10HV02 | SOOTBLOWER AUX.STEAM DRAIN VALVE | RMM | GMVL-MO | C | X | 202028366 |  | 000002606545 |  | ERP-MM-DC1 | 2011-12-17 | 20
HR09 | 2210-4-HR09-HCB10AA003 | 2000245295 | 211HCB10AA003 | 211HCB10AA003 | SOOTBLOWER STEAM DRAIN TRAP INLET VALVE | RMM | GMVLVE | C | X | 202028366 |  | 000002606549 |  | ERP-MM-DC1 | 2011-12-17 | 20
HR09 | 2210-4-HR09-HCB10AA004 | 2000245303 | 211HCB10AA004 | 211HCB10AA004 | SOOTBLOWER STEAM DRAIN TRAP O/L VALVE | RMM | GMVLVE | C | X | 202028366 |  | 000002606573 |  | ERP-MM-DC1 | 2011-12-17 | 20
HR09 | 2210-4-HR09-HCB10AA301 | 2000245311 | 211HCB10AA301 | 211HCB10AA301 | SOOTBLOWER STEAM I/L PI ISOL. VALVE | RMM | GMVLVE | C | X | 202028366 |  | 000002606577 |  | ERP-MM-DC1 | 2011-12-17 | 20
HR09 | 2210-4-HR09-HCB10AA302 | 2000245319 | 211HCB10AA302 | 211HCB10AA302 | SOOTBLOWER STEAM I/L PI ISOL. VALVE | RMM | GMVLVE | C | X | 202028366 |  | 000002606581 |  | ERP-MM-DC1 | 2011-12-17 | 20
HR09 | 2210-4-HR09-HCB10AA303 | 2000245327 | 211HCB10AA303 | 211HCB10AA303 | SOOTBLOWER STEAM DRAIN PI ISOL. VALVE | RMM | GMVLVE | C | X | 202028366 |  | 000002606585 |  | ERP-MM-DC1 | 2011-12-17 | 20
HR09 | 2210-4-HR09-HCB10AA304 | 2000245335 | 211HCB10AA304 | 211HCB10AA304 | SOOTBLOWER STEAM DRAIN PI ISOL. VALVE | RMM | GMVLVE | C | X | 202028366 |  | 000002606589 |  | ERP-MM-DC1 | 2011-12-17 | 20
HR09 | 2210-4-HR09-HCB10AA305 | 2000245343 | 211HCB10AA305 | 211HCB10AA305 | SOOTBLOWER STEAM DRAIN PT ISOL. VALVE | RMM | GMVLVE | C | X | 202028366 |  | 000002606613 |  | ERP-MM-DC1 | 2011-12-17 | 20
HR09 | 2210-4-HR09-HCB10AA306 | 2000245351 | 211HCB10AA306 | 211HCB10AA306 | SOOTBLOWER STEAM DRAIN PT ISOL. VALVE | RMM | GMVLVE | C | X | 202028366 |  | 000002606617 |  | ERP-MM-DC1 | 2011-12-17 | 20
HR09 | 2210-4-HR09-HCB10AT001 | 2000245359 | 211HCB10AT001 | 211HCB10AT001 | SOOTBLOWER STEAM DRAIN STEAM TRAP | RMM | GMTRAP | B | X | 202028366 |  | 000002606621 |  | ERP-MM-DC1 | 2011-12-17 | 20
HR09 | 2210-4-HR09-HCB10CP001 | 2000245367 | 211HCB10CP001 | 211HCB10CP001 | S.BLWR.AUX.STEAM DRAIN PRESS.TRANSMITTER | RMI | GIXM-DP | C | X | 202028366 |  | 000002606625 |  | ERP-MM-DC1 | 2011-12-17 | 20
HR09 | 2210-4-HR09-HCB10CP501 | 2000245375 | 211HCB10CP501 | 211HCB10CP501 | AUX.STEAM TO SOOTBLOWERS PRESS.INDICATOR | RMI | GIIN-PR | C | X | 202028366 |  | 000002606629 |  | ERP-MM-DC1 | 2011-12-17 | 20
HR09 | 2210-4-HR09-HCB10CP502 | 2000245383 | 211HCB10CP502 | 211HCB10CP502 | S.BLWR.AUX.STEAM DRAIN PRESS. INDICATOR | RMI | GIIN-PR | C | X | 202028366 |  | 000002606653 |  | ERP-MM-DC1 | 2011-12-17 | 20
HR09 | 2210-4-HR09-HCB10CT001 | 2000245391 | 211HCB10CT001 | 211HCB10CT001 | SOOTBLOWER STEAM DRAIN TEMP. ELEMENT | RMI | GIEL-TE | C | X | 202028366 |  | 000002606657 |  | ERP-MM-DC1 | 2011-12-17 | 20
HR09 | 2210-4-HR09-HCB10CT501 | 2000245399 | 211HCB10CT501 | 211HCB10CT501 | SOOTBLOWER STEAM I/L TEMP. INDICATOR | RMI | GIIN-TE | C | X | 202028366 |  | 000002606661 |  | ERP-MM-DC1 | 2011-12-17 | 20
HR09 | 2210-4-HR09-HCB10GH200 | 2000245407 | 211HCB10GH200 | 211HCB10GH200 | CONTROL PANEL-SOOTBLOWER | RME | GEPANL | C | X | 202028366 |  | 000002606665 |  | ERP-MM-DC1 | 2011-12-17 | 20
HR09 | 2210-4-HR09-HCB10GH300 | 2000245415 | 211HCB10GH300 | 211HCB10GH300 | SOOTBLOWER CONTACTOR PANEL | RME | GEPANL | B | X | 202028366 |  | 000002606669 |  | ERP-MM-DC1 | 2011-12-17 | 20
HR09 | 2210-4-HR09-HCB11AA001 | 2000245423 | 211HCB11AA001 | 211HCB11AA001 | SOOTBLOWER STEAM INLET ISOL. VALVE | RMM | GMVLVE | C | X | 202028366 |  | 000002606693 |  | ERP-MM-DC1 | 2011-12-17 | 20
HR09 | 2210-4-HR09-HCB11AA002 | 2000245431 | 211HCB11AA002 | 211HCB11AA002 | SOOTBLOWER-2 STEAM INLET ISOL. VALVE | RMM | GMVLVE | C | X | 202028366 |  | 000002606697 |  | ERP-MM-DC1 | 2011-12-17 | 20
HR09 | 2210-4-HR09-HCB11AT001 | 2000245439 | 211HCB11AT001 | 211HCB11AT001 | SOOTBLOWER-1 | RMM | GMSBLW | B | X | 202028366 |  | 000002606701 |  | ERP-MM-DC1 | 2011-12-17 | 20
HR09 | 2210-4-HR09-HCB11AT001-M01 | 2000245447 | 211HCB11AT001-M01 | 211HCB11AT001M1 | SOOTBLOWER-1 MOTOR | RME | GEMOTR | C | X | 202028366 |  | 000002606705 |  | ERP-MM-DC1 | 2011-12-17 | 20
HR09 | 2210-4-HR09-HCB11AT002 | 2000245455 | 211HCB11AT002 | 211HCB11AT002 | SOOTBLOWER-2 | RMM | GMSBLW | B | X | 202028366 |  | 000002606709 |  | ERP-MM-DC1 | 2011-12-17 | 20
HR09 | 2210-4-HR09-HCB11AT002-M01 | 2000245463 | 211HCB11AT002-M01 | 211HCB11AT002M1 | SOOTBLOWER-2 MOTOR | RME | GEMOTR | C | X | 202028366 |  | 000002606733 |  | ERP-MM-DC1 | 2011-12-17 | 20
HR09 | 2210-4-HR09-HCB11CG011 | 2000245471 | 211HCB11CG011 | 211HCB11CG011 | SOOTBLOWER-1 POSITION SWITCH | RMI | GISW-LM | C | X | 202028366 |  | 000002606737 |  | ERP-MM-DC1 | 2011-12-17 | 20
HR09 | 2210-4-HR09-HCB11CG012 | 2000245479 | 211HCB11CG012 | 211HCB11CG012 | SOOTBLOWER-1 POSITION SWITCH | RMI | GISW-LM | C | X | 202028366 |  | 000002606741 |  | ERP-MM-DC1 | 2011-12-17 | 20
HR09 | 2210-4-HR09-HCB11CG021 | 2000245487 | 211HCB11CG021 | 211HCB11CG021 | SOOTBLOWER-2 POSITION SWITCH | RMI | GISW-LM | C | X | 202028366 |  | 000002606745 |  | ERP-MM-DC1 | 2011-12-17 | 20
HR09 | 2210-4-HR09-HCB11CG022 | 2000245495 | 211HCB11CG022 | 211HCB11CG022 | SOOTBLOWER-2 POSITION SWITCH | RMI | GISW-LM | C | X | 202028366 |  | 000002606749 |  | ERP-MM-DC1 | 2011-12-17 | 20
HR09 | 2210-4-HR09-HCB12AA001 | 2000245503 | 211HCB12AA001 | 211HCB12AA001 | SOOTBLOWER-3 STEAM INLET ISOL. VALVE | RMM | GMVLVE | C | X | 202028366 |  | 000002606773 |  | ERP-MM-DC1 | 2011-12-17 | 20
HR09 | 2210-4-HR09-HCB12AA002 | 2000245511 | 211HCB12AA002 | 211HCB12AA002 | SOOTBLOWER-4 STEAM INLET ISOL. VALVE | RMM | GMVLVE | C | X | 202028366 |  | 000002606777 |  | ERP-MM-DC1 | 2011-12-17 | 20
HR09 | 2210-4-HR09-HCB12AT001 | 2000245519 | 211HCB12AT001 | 211HCB12AT001 | SOOTBLOWER-3 | RMM | GMSBLW | B | X | 202028366 |  | 000002606781 |  | ERP-MM-DC1 | 2011-12-17 | 20
HR09 | 2210-4-HR09-HCB12AT001-M01 | 2000245527 | 211HCB12AT001-M01 | 211HCB12AT001M1 | SOOTBLOWER-3 MOTOR | RME | GEMOTR | C | X | 202028366 |  | 000002606785 |  | ERP-MM-DC1 | 2011-12-17 | 20
HR09 | 2210-4-HR09-HCB12AT002 | 2000245535 | 211HCB12AT002 | 211HCB12AT002 | SOOTBLOWER-4 | RMM | GMSBLW | B | X | 202028366 |  | 000002606789 |  | ERP-MM-DC1 | 2011-12-17 | 20
HR09 | 2210-4-HR09-HCB12AT002-M01 | 2000245543 | 211HCB12AT002-M01 | 211HCB12AT002M1 | SOOTBLOWER-4 MOTOR | RME | GEMOTR | C | X | 202028366 |  | 000002606813 |  | ERP-MM-DC1 | 2011-12-17 | 20
HR09 | 2210-4-HR09-HCB12CG011 | 2000245551 | 211HCB12CG011 | 211HCB12CG011 | SOOTBLOWER-3 POSITION SWITCH | RMI | GISW-LM | C | X | 202028366 |  | 000002606817 |  | ERP-MM-DC1 | 2011-12-17 | 20
HR09 | 2210-4-HR09-HCB12CG012 | 2000245559 | 211HCB12CG012 | 211HCB12CG012 | SOOTBLOWER-3 POSITION SWITCH | RMI | GISW-LM | C | X | 202028366 |  | 000002606821 |  | ERP-MM-DC1 | 2011-12-17 | 20
HR09 | 2210-4-HR09-HCB12CG021 | 2000245567 | 211HCB12CG021 | 211HCB12CG021 | SOOTBLOWER-4 POSITION SWITCH | RMI | GISW-LM | C | X | 202028366 |  | 000002606825 |  | ERP-MM-DC1 | 2011-12-17 | 20
HR09 | 2210-4-HR09-HCB12CG022 | 2000245575 | 211HCB12CG022 | 211HCB12CG022 | SOOTBLOWER-4 POSITION SWITCH | RMI | GISW-LM | C | X | 202028366 |  | 000002606829 |  | ERP-MM-DC1 | 2011-12-17 | 20
HR09 | 2210-4-HR09-HCB13AA001 | 2000245583 | 211HCB13AA001 | 211HCB13AA001 | SOOTBLOWER-5 STEAM INLET ISOL. VALVE | RMM | GMVLVE | C | X | 202028366 |  | 000002606853 |  | ERP-MM-DC1 | 2011-12-17 | 20
HR09 | 2210-4-HR09-HCB13AA002 | 2000245591 | 211HCB13AA002 | 211HCB13AA002 | SOOTBLOWER-6 STEAM INLET ISOL. VALVE | RMM | GMVLVE | C | X | 202028366 |  | 000002606857 |  | ERP-MM-DC1 | 2011-12-17 | 20
HR09 | 2210-4-HR09-HCB13AT001 | 2000245599 | 211HCB13AT001 | 211HCB13AT001 | SOOTBLOWER-5 | RMM | GMSBLW | B | X | 202028366 |  | 000002606861 |  | ERP-MM-DC1 | 2011-12-17 | 20
HR09 | 2210-4-HR09-HCB13AT001-M01 | 2000245607 | 211HCB13AT001-M01 | 211MCB13AT001M1 | SOOTBLOWER-5 MOTOR | RME | GEMOTR | C | X | 202028366 |  | 000002606865 |  | ERP-MM-DC1 | 2011-12-17 | 20
HR09 | 2210-4-HR09-HCB13AT002 | 2000245615 | 211HCB13AT002 | 211HCB13AT002 | SOOTBLOWER-6 | RMM | GMSBLW | B | X | 202028366 |  | 000002606869 |  | ERP-MM-DC1 | 2011-12-17 | 20
HR09 | 2210-4-HR09-HCB13AT002-M01 | 2000245623 | 211HCB13AT002-M01 | 211HCB13AT002M1 | SOOTBLOWER-6 MOTOR | RME | GEMOTR | C | X | 202028366 |  | 000002606893 |  | ERP-MM-DC1 | 2011-12-17 | 20
HR09 | 2210-4-HR09-HCB13CG011 | 2000245631 | 211HCB13CG011 | 211HCB13CG011 | SOOTBLOWER-5 POSITION SWITCH | RMI | GISW-LM | C | X | 202028366 |  | 000002606897 |  | ERP-MM-DC1 | 2011-12-17 | 20
HR09 | 2210-4-HR09-HCB13CG012 | 2000245639 | 211HCB13CG012 | 211HCB13CG012 | SOOTBLOWER-5 POSITION SWITCH | RMI | GISW-LM | C | X | 202028366 |  | 000002606901 |  | ERP-MM-DC1 | 2011-12-17 | 20
HR09 | 2210-4-HR09-HCB13CG021 | 2000245647 | 211HCB13CG021 | 211HCB13CG021 | SOOTBLOWER-6 POSITION SWITCH | RMI | GISW-LM | C | X | 202028366 |  | 000002606905 |  | ERP-MM-DC1 | 2011-12-17 | 20
HR09 | 2210-4-HR09-HCB13CG022 | 2000245655 | 211HCB13CG022 | 211HCB13CG022 | SOOTBLOWER-6 POSITION SWITCH | RMI | GISW-LM | C | X | 202028366 |  | 000002606909 |  | ERP-MM-DC1 | 2011-12-17 | 20
HR09 | 2210-4-HR09-HCB14AA001 | 2000245663 | 211HCB14AA001 | 211HCB14AA001 | SOOTBLOWER-7 STEAM INLET ISOL. VALVE | RMM | GMVLVE | C | X | 202028366 |  | 000002606933 |  | ERP-MM-DC1 | 2011-12-17 | 20
HR09 | 2210-4-HR09-HCB14AA002 | 2000245671 | 211HCB14AA002 | 211HCB14AA002 | SOOTBLOWER-8 INLET ISOL. VALVE | RMM | GMVLVE | C | X | 202028366 |  | 000002606937 |  | ERP-MM-DC1 | 2011-12-17 | 20
HR09 | 2210-4-HR09-HCB14AT001 | 2000245679 | 211HCB14AT001 | 211HCB14AT001 | SOOTBLOWER-7 | RMM | GMSBLW | B | X | 202028366 |  | 000002606941 |  | ERP-MM-DC1 | 2011-12-17 | 20
HR09 | 2210-4-HR09-HCB14AT001-M01 | 2000245687 | 211HCB14AT001-M01 | 211HCB14AT001M1 | SOOTBLOWER-7 MOTOR | RME | GEMOTR | C | X | 202028366 |  | 000002606945 |  | ERP-MM-DC1 | 2011-12-17 | 20
HR09 | 2210-4-HR09-HCB14AT002 | 2000245695 | 211HCB14AT002 | 211HCB14AT002 | SOOTBLOWER-8 | RMM | GMSBLW | B | X | 202028366 |  | 000002606949 |  | ERP-MM-DC1 | 2011-12-17 | 20
HR09 | 2210-4-HR09-HCB14AT002-M01 | 2000245703 | 211HCB14AT002-M01 | 211HCB14AT002M1 | SOOTBLOWER-8 MOTOR | RME | GEMOTR | C | X | 202028366 |  | 000002606973 |  | ERP-MM-DC1 | 2011-12-17 | 20
HR09 | 2210-4-HR09-HCB14CG011 | 2000245711 | 211HCB14CG011 | 211HCB14CG011 | SOOTBLOWER-7 POSITION SWITCH | RMI | GISW-LM | C | X | 202028366 |  | 000002606977 |  | ERP-MM-DC1 | 2011-12-17 | 20
HR09 | 2210-4-HR09-HCB14CG012 | 2000245719 | 211HCB14CG012 | 211HCB14CG012 | SOOTBLOWER-7 POSITION SWITCH | RMI | GISW-LM | C | X | 202028366 |  | 000002606981 |  | ERP-MM-DC1 | 2011-12-17 | 20
HR09 | 2210-4-HR09-HCB14CG021 | 2000245727 | 211HCB14CG021 | 211HCB14CG021 | SOOTBLOWER-8 POSITION SWITCH | RMI | GISW-LM | C | X | 202028366 |  | 000002606985 |  | ERP-MM-DC1 | 2011-12-17 | 20
HR09 | 2210-4-HR09-HCB14CG022 | 2000245735 | 211HCB14CG022 | 211HCB14CG022 | SOOTBLOWER-8 POSITION SWITCH | RMI | GISW-LM | C | X | 202028366 |  | 000002606989 |  | ERP-MM-DC1 | 2011-12-17 | 20
HR09 | 2210-4-HR09-HCB15AA001 | 2000245743 | 211HCB15AA001 | 211HCB15AA001 | SOOTBLOWER-9 STEAM INLET ISOL. VALVE | RMM | GMVLVE | C | X | 202028366 |  | 000002607013 |  | ERP-MM-DC1 | 2011-12-17 | 20
HR09 | 2210-4-HR09-HCB15AA002 | 2000245751 | 211HCB15AA002 | 211HCB15AA002 | SOOTBLOWER-10 STEAM INLET ISOL. VALVE | RMM | GMVLVE | C | X | 202028366 |  | 000002607017 |  | ERP-MM-DC1 | 2011-12-17 | 20
HR09 | 2210-4-HR09-HCB15AT001 | 2000245759 | 211HCB15AT001 | 211HCB15AT001 | SOOTBLOWER-9 | RMM | GMSBLW | B | X | 202028366 |  | 000002607021 |  | ERP-MM-DC1 | 2011-12-17 | 20
HR09 | 2210-4-HR09-HCB15AT001-M01 | 2000245767 | 211HCB15AT001-M01 | 211HCB15AT001M1 | SOOTBLOWER-9 MOTOR | RME | GEMOTR | C | X | 202028366 |  | 000002607025 |  | ERP-MM-DC1 | 2011-12-17 | 20
HR09 | 2210-4-HR09-HCB15AT002 | 2000245775 | 211HCB15AT002 | 211HCB15AT002 | SOOTBLOWER-10 | RMM | GMSBLW | B | X | 202028366 |  | 000002607029 |  | ERP-MM-DC1 | 2011-12-17 | 20
HR09 | 2210-4-HR09-HCB15AT002-M01 | 2000245783 | 211HCB15AT002-M01 | 211HCB15AT002M1 | SOOTBLOWER-10 MOTOR | RME | GEMOTR | C | X | 202028366 |  | 000002607053 |  | ERP-MM-DC1 | 2011-12-17 | 20
HR09 | 2210-4-HR09-HCB15CG011 | 2000245791 | 211HCB15CG011 | 211HCB15CG011 | SOOTBLOWER-9 POSITION SWITCH | RMI | GISW-LM | C | X | 202028366 |  | 000002607057 |  | ERP-MM-DC1 | 2011-12-17 | 20
HR09 | 2210-4-HR09-HCB15CG012 | 2000245799 | 211HCB15CG012 | 211HCB15CG012 | SOOTBLOWER-9 POSITION SWITCH | RMI | GISW-LM | C | X | 202028366 |  | 000002607061 |  | ERP-MM-DC1 | 2011-12-17 | 20
HR09 | 2210-4-HR09-HCB15CG021 | 2000245807 | 211HCB15CG021 | 211HCB15CG021 | SOOTBLOWER-10 POSITION SWITCH | RMI | GISW-LM | C | X | 202028366 |  | 000002607065 |  | ERP-MM-DC1 | 2011-12-17 | 20
HR09 | 2210-4-HR09-HCB15CG022 | 2000245815 | 211HCB15CG022 | 211HCB15CG022 | SOOTBLOWER-10 POSITION SWITCH | RMI | GISW-LM | C | X | 202028366 |  | 000002607069 |  | ERP-MM-DC1 | 2011-12-17 | 20
HR09 | 2210-4-HR09-HCB16AA001 | 2000245823 | 211HCB16AA001 | 211HCB16AA001 | SOOTBLOWER-11 STEAM INLET ISOL. VALVE | RMM | GMVLVE | C | X | 202028366 |  | 000002607093 |  | ERP-MM-DC1 | 2011-12-17 | 20
HR09 | 2210-4-HR09-HCB16AA002 | 2000245831 | 211HCB16AA002 | 211HCB16AA002 | SOOTBLOWER-12 STEAM INLET ISOL. VALVE | RMM | GMVLVE | C | X | 202028366 |  | 000002607097 |  | ERP-MM-DC1 | 2011-12-17 | 20
HR09 | 2210-4-HR09-HCB16AT001 | 2000245839 | 211HCB16AT001 | 211HCB16AT001 | SOOTBLOWER-11 | RMM | GMSBLW | B | X | 202028366 |  | 000002607101 |  | ERP-MM-DC1 | 2011-12-17 | 20
HR09 | 2210-4-HR09-HCB16AT001-M01 | 2000245847 | 211HCB16AT001-M01 | 211HCB16AT001M1 | SOOTBLOWER-11 MOTOR | RME | GEMOTR | C | X | 202028366 |  | 000002607105 |  | ERP-MM-DC1 | 2011-12-17 | 20
HR09 | 2210-4-HR09-HCB16AT002 | 2000245855 | 211HCB16AT002 | 211HCB16AT002 | SOOTBLOWER-12 | RMM | GMSBLW | B | X | 202028366 |  | 000002607109 |  | ERP-MM-DC1 | 2011-12-17 | 20
HR09 | 2210-4-HR09-HCB16AT002-M01 | 2000245863 | 211HCB16AT002-M01 | 211HCB16AT002M1 | SOOTBLOWER-12 MOTOR | RME | GEMOTR | C | X | 202028366 |  | 000002607133 |  | ERP-MM-DC1 | 2011-12-17 | 20
HR09 | 2210-4-HR09-HCB16CG011 | 2000245871 | 211HCB16CG011 | 211HCB16CG011 | SOOTBLOWER-11 POSITION SWITCH | RMI | GISW-LM | C | X | 202028366 |  | 000002607137 |  | ERP-MM-DC1 | 2011-12-17 | 20
HR09 | 2210-4-HR09-HCB16CG012 | 2000245879 | 211HCB16CG012 | 211HCB16CG012 | SOOTBLOWER-11 POSITION SWITCH | RMI | GISW-LM | C | X | 202028366 |  | 000002607141 |  | ERP-MM-DC1 | 2011-12-17 | 20
HR09 | 2210-4-HR09-HCB16CG021 | 2000245887 | 211HCB16CG021 | 211HCB16CG021 | SOOTBLOWER-12 POSITION SWITCH | RMI | GISW-LM | C | X | 202028366 |  | 000002607145 |  | ERP-MM-DC1 | 2011-12-17 | 20
HR09 | 2210-4-HR09-HCB16CG022 | 2000245895 | 211HCB16CG022 | 211HCB16CG022 | SOOTBLOWER-12 POSITION SWITCH | RMI | GISW-LM | C | X | 202028366 |  | 000002607149 |  | ERP-MM-DC1 | 2011-12-17 | 20
HR09 | 2210-4-HR09-HCC11AA001 | 2000245903 | 211HCC11AA001 | 211HCC11AA001 | SOOTBLOWER-1 WASH WATER INLET ISOL.VALVE | RMM | GMVLVE | B | X | 202028366 |  | 000002607173 |  | ERP-MM-DC1 | 2011-12-17 | 20
HR09 | 2210-4-HR09-HCC11AA002 | 2000245911 | 211HCC11AA002 | 211HCC11AA002 | SOOTBLOWER-2 WASH WATER I/L NON RET.V/V | RMM | GMVLVE | C | X | 202028366 |  | 000002607177 |  | ERP-MM-DC1 | 2011-12-17 | 20
HR09 | 2210-4-HR09-HCC12AA001 | 2000245919 | 211HCC12AA001 | 211HCC12AA001 | SOOTBLOWER-3 WASH WATER I/L NON.RET.V/V | RMM | GMVLVE | C | X | 202028366 |  | 000002607181 |  | ERP-MM-DC1 | 2011-12-17 | 20
HR09 | 2210-4-HR09-HCC12AA002 | 2000245927 | 211HCC12AA002 | 211HCCAA002 | SOOTBLOWER-4 WASH WATER I/L NON RET. V/V | RMM | GMVLVE | C | X | 202028366 |  | 000002607185 |  | ERP-MM-DC1 | 2011-12-17 | 20
HR09 | 2210-4-HR09-HCC13AA001 | 2000245935 | 211HCC13AA001 | 211HCC13AA001 | SOOTBLOWER-5 WASH WATER I/L NON RET.V/V | RMM | GMVLVE | C | X | 202028366 |  | 000002607189 |  | ERP-MM-DC1 | 2011-12-17 | 20
HR09 | 2210-4-HR09-HCC13AA002 | 2000245943 | 211HCC13AA002 | 211HCC13AA002 | SOOTBLOWER-6 WASH WATER I/L NON RET.V/V | RMM | GMVLVE | C | X | 202028366 |  | 000002607213 |  | ERP-MM-DC1 | 2011-12-17 | 20
HR09 | 2210-4-HR09-HCC14AA001 | 2000245951 | 211HCC14AA001 | 211HCC14AA001 | SOOTBLOWER-7 WASH WATER I/L NON RET. V/V | RMM | GMVLVE | C | X | 202028366 |  | 000002607217 |  | ERP-MM-DC1 | 2011-12-17 | 20
HR09 | 2210-4-HR09-HCC14AA002 | 2000245959 | 211HCC14AA002 | 211HCC14AA002 | SOOTBLOWER-8 WASH WATER I/L NON RET. V/V | RMM | GMVLVE | C | X | 202028366 |  | 000002607221 |  | ERP-MM-DC1 | 2011-12-17 | 20
HR09 | 2210-4-HR09-HCC15AA001 | 2000245967 | 211HCC15AA001 | 211HCC15AA001 | SOOTBLOWER-9 WASH WATER I/L NON RET. V/V | RMM | GMVLVE | C | X | 202028366 |  | 000002607225 |  | ERP-MM-DC1 | 2011-12-17 | 20
HR09 | 2210-4-HR09-HCC15AA002 | 2000245975 | 211HCC15AA002 | 211HCC15AA002 | SOOTBLOWER-10 WASH WATER I/L NON RET.V/V | RMM | GMVLVE | C | X | 202028366 |  | 000002607229 |  | ERP-MM-DC1 | 2011-12-17 | 20
HR09 | 2210-4-HR09-HCC16AA001 | 2000245983 | 211HCC16AA001 | 211HCC16AA001 | SOOTBLOWER-11 WASH WATER I/L NON RET.V/V | RMM | GMVLVE | C | X | 202028366 |  | 000002607253 |  | ERP-MM-DC1 | 2011-12-17 | 20
HR09 | 2210-4-HR09-HCC16AA002 | 2000245991 | 211HCC16AA002 | 211HCC16AA002 | SOOTBLOWER-12 WASH WATER I/L NON RET.V/V | RMM | GMVLVE | C | X | 202028366 |  | 000002607257 |  | ERP-MM-DC1 | 2011-12-17 | 20
HR09 | 2210-4-HR09-HCY10EM001 | 2000245999 | 211HCY10EM001 | 211HCY10EM001 | SOOTBLOWER CONTROL PANEL AND MIMIC | RME | GEPANL | B | X | 202028366 |  | 000002607261 |  | ERP-MM-DC1 | 2011-12-17 | 20
HR09 | 2210-4-HR09-HCY10GH001 | 2000246007 | 211HCY10GH001 | 211HCY10GH001 | SOOT BLOWER CONTACTOR PANEL | RME | GEPANL | B | X | 202028366 |  | 000002607265 |  | ERP-MM-DC1 | 2011-12-17 | 20
HR09 | 2210-4-HR09-HCY11GA001 | 2000246015 | 211HCY11GA001 | 211HCY11GA001 | BOTTOM SOTOBLOWER JUNCTION BOX, INSIDE | RME | GEBO-CN | C | X | 202028366 |  | 000002607269 |  | ERP-MM-DC1 | 2011-12-17 | 20
HR09 | 2210-4-HR09-HCY12GA001 | 2000246023 | 211HCY12GA001 | 211HCY12GA001 | TOP SOOTBLOWER JUNCTION BOX, OUTSIDE | RME | GEBO-CN | C | X | 202028366 |  | 000002607293 |  | ERP-MM-DC1 | 2011-12-17 | 20
HR09 | 2210-4-HR09-HNA10AB001 | 2000246031 | 211HNA10AB001 | 211HNA10AB001 | HRSG OUTLET DUCT EXPANSION JOINT | RMM | GMEXJT | C | X | 202028366 |  | 000002607297 |  | ERP-MM-DC1 | 2011-12-17 | 20
HR09 | 2210-4-HR09-HNA10AB002 | 2000246039 | 211HNA10AB002 | 211HNA10AB002 | HRSG INLET DUCT/ELBOW DUCT EXPAN. JOINT | RMM | GMEXJT | C | X | 202028366 |  | 000002607301 |  | ERP-MM-DC1 | 2011-12-17 | 20
HR09 | 2210-4-HR09-HNA10BR001 | 2000246047 | 211HNA10BR001 | 211HNA10BR001 | HRSG OUTLET DUCT (STACK SKIRT) | RMM | GMDUCT | C | X | 202028366 |  | 000002607305 |  | ERP-MM-DC1 | 2011-12-17 | 20
HR09 | 2210-4-HR09-HNA10BR002 | 2000246055 | 211HNA10BR002 | 211HNA10BR002 | HRSG ELBOW DUCT | RMM | GMDUCT | C | X | 202028366 |  | 000002607309 |  | ERP-MM-DC1 | 2011-12-17 | 20
HR09 | 2210-4-HR09-HNA10BS001 | 2000246063 | 211HNA10BS001 | 211HNA10BS001 | COLD EXHAUST GAS SILENCER | RMM | GMSLNR | C | X | 202028366 |  | 000002607333 |  | ERP-MM-DC1 | 2011-12-17 | 20
HR09 | 2210-4-HR09-HNE10BR001 | 2000246071 | 211HNE10BR001 | 211HNE10BR001 | HRSG OUTLET DUCT | RMM | GMDUCT | C | X | 202028366 |  | 000002607337 |  | ERP-MM-DC1 | 2011-12-17 | 20
HR09 | 2210-4-HR09-HNE10BS001 | 2000246079 | 211HNE10BS001 | 211HNE10BS001 | TEG SILENCER, MAIN STACK | RMM | GMSLNR | C | X | 202028366 |  | 000002607341 |  | ERP-MM-DC1 | 2011-12-17 | 20
HR09 | 2210-4-HR09-HNE20AB003 | 2000246087 | 211HNE20AB003 | 211HNE20AB003 | HRSG OUTLET DUCT EXPANSION JOINT | RMM | GMEXJT | C | X | 202028366 |  | 000002607345 |  | ERP-MM-DC1 | 2011-12-17 | 20
HR09 | 2210-4-HR09-HNE20BR001 | 2000246095 | 211HNE20BR001 | 211HNE20BR001 | MAIN STACK | RMM | GMCHMN | C | X | 202028366 |  | 000002607349 |  | ERP-MM-DC1 | 2011-12-17 | 20
HR09 | 2210-4-HR09-LAA10AA301 | 2000246103 | 211LAA10AA301 | 211LAA10AA301 | DEAERATOR PRESS.INDICATOR ISOL.VALVE | RMM | GMVLVE | C | X | 202028366 |  | 000002607373 |  | ERP-MM-DC1 | 2011-12-17 | 20
HR09 | 2210-4-HR09-LAA10AA302 | 2000246111 | 211LAA10AA302 | 211LAA10AA302 | DEAERATOR PRESS.INDICATOR ISOL.VALVE | RMM | GMVLVE | C | X | 202028366 |  | 000002607377 |  | ERP-MM-DC1 | 2011-12-17 | 20
HR09 | 2210-4-HR09-LAA10AA501 | 2000246119 | 211LAA10AA501 | 211LAA10AA501 | DEAERATOR VENT VALVE/T-TYPE | RMM | GMVLVE | B | X | 202028366 |  | 000002607381 |  | ERP-MM-DC1 | 2011-12-17 | 20
HR09 | 2210-4-HR09-LAA10AA502 | 2000246127 | 211LAA10AA502 | 211LAA10AA502 | DEAERATOR VENT VALVE/T-TYPE | RMM | GMVLVE | B | X | 202028366 |  | 000002607385 |  | ERP-MM-DC1 | 2011-12-17 | 20
HR09 | 2210-4-HR09-LAA10AA503 | 2000246135 | 211LAA10AA503 | 211LAA10AA503 | DEAERATOR VENT VALVE/MOTORISED | RMM | GMVL-MO | B | X | 202028366 |  | 000002607389 |  | ERP-MM-DC1 | 2011-12-17 | 20
HR09 | 2210-4-HR09-LAA10AA504 | 2000246143 | 211LAA10AA504 | 211LAA10AA504 | DEAERATOR VENT VALVE/MOTORISED | RMM | GMVL-MO | B | X | 202028366 |  | 000002607413 |  | ERP-MM-DC1 | 2011-12-17 | 20
HR09 | 2210-4-HR09-LAA10BB001 | 2000246151 | 211LAA10BB001 | 211LAA10BB001 | DEAERATOR | RMM | GMDEAR | C | X | 202028366 |  | 000002607417 |  | ERP-MM-DC1 | 2011-12-17 | 20
HR09 | 2210-4-HR09-LAA10BP001 | 2000246159 | 211LAA10BP001 | 211LAA10BP001 | DEAERATOR VENT FLOW LIMITER | RMM | GMFLWD | C | X | 202028366 |  | 000002607421 |  | ERP-MM-DC1 | 2011-12-17 | 20
HR09 | 2210-4-HR09-LAA10CP001 | 2000246167 | 211LAA10CP001 | 211LAA10PI01 | DEAERATOR PRESSURE INDICATOR | RMI | GIIN-PR | C | X | 202028366 |  | 000002607425 |  | ERP-MM-DC1 | 2011-12-17 | 20
HR09 | 2210-4-HR09-LAA10CT001 | 2000246175 | 211LAA10CT001 | 211LAA10TI01 | LP STEAM DRUM TEMPERATURE INDICATOR | RMI | GIIN-TE | C | X | 202028366 |  | 000002607429 |  | ERP-MM-DC1 | 2011-12-17 | 20
HR09 | 2210-4-HR09-LAA10CT501 | 2000246183 | 211LAA10CT501 | 211LAA10CT501 | DEAERATOR TEMPERATURE INDICATOR | RMI | GIIN-TE | C | X | 202028366 |  | 000002607453 |  | ERP-MM-DC1 | 2011-12-17 | 20
HR09 | 2210-4-HR09-LAB00 | 2000246191 | 211LAB00 | 211LAB00 | LOCAL INSTRUMENTS - GROUPED | RMI | GIELMT | C | X | 202028366 |  | 000002607457 |  | ERP-MM-DC1 | 2011-12-17 | 20
HR09 | 2210-4-HR09-LAB30AA000 | 2000246199 | 211LAB30AA000 | 211LAB30HV01 | LIMIT SWITCHES | RMI | GISW-LM | C | X | 202028366 |  | 000002607461 |  | ERP-MM-DC1 | 2011-12-17 | 20
HR09 | 2210-4-HR09-LAB30AA002 | 2000246207 | 211LAB30AA002 | 211LAB30HV02 | LIMIT SWITCHES | RMI | GISW-LM | C | X | 202028366 |  | 000002607465 |  | ERP-MM-DC1 | 2011-12-17 | 20
HR09 | 2210-4-HR09-LAB30AA004 | 2000246215 | 211LAB30AA004 | 211LAB30HV04 | BLR.FW.PUMP-A DISCH.VALVE AFT.FLOW ELEMT | RMM | GMVL-MO | C | X | 202028366 |  | 000002607469 |  | ERP-MM-DC1 | 2011-12-17 | 20
HR09 | 2210-4-HR09-LAB30AA006 | 2000246223 | 211LAB30AA006 | 211LAB30PV06 | BLR.FW.PUMP-A DISCH.PRESS.CONTROL VALVE | RMM | GMVL-BA | B | X | 202028366 |  | 000002607493 |  | ERP-MM-DC1 | 2011-12-17 | 20
HR09 | 2210-4-HR09-LAB30AA007 | 2000246231 | 211LAB30AA007 | 211LAB30FV07 | BLR.FW.PUMP-A DISCH.RECIRC.CONTROL VALVE | RMM | GMVL-BA | B | X | 202028366 |  | 000002607497 |  | ERP-MM-DC1 | 2011-12-17 | 20
HR09 | 2210-4-HR09-LAB30AA008 | 2000246239 | 211LAB30AA008 | 211LAB30FV08 | BLR.FW.PUMP-B DISCH.RECIRC.CONTROL VALVE | RMM | GMVL-BA | B | X | 202028366 |  | 000002607501 |  | ERP-MM-DC1 | 2011-12-17 | 20
HR09 | 2210-4-HR09-LAB30AA009 | 2000246247 | 211LAB30AA009 | 211LAB30HV09 | BLR.FW.PUMP-B DISCH.VALVE AFT.FLOW ELMT | RMM | GMVL-MO | C | X | 202028366 |  | 000002607505 |  | ERP-MM-DC1 | 2011-12-17 | 20
HR09 | 2210-4-HR09-LAB30AA010 | 2000246254 | 211LAB30AA010 | 211LAB30HV10 | BLR.FW.PUMP-A DISCH.V/V BYPASS VALVE | RMM | GMVL-MO | C | X | 202028366 |  | 000002607508 |  | ERP-MM-DC1 | 2011-12-17 | 20
HR09 | 2210-4-HR09-LAB30AA011 | 2000246262 | 211LAB30AA011 | 211LAB30HV11 | BLR.FW.PUMP-B DISCH.V/V BYPASS VALVE | RMM | GMVL-MO | C | X | 202028366 |  | 000002607532 |  | ERP-MM-DC1 | 2011-12-17 | 20
HR09 | 2210-4-HR09-LAB30AA012 | 2000246270 | 211LAB30AA012 | 211LAB30PV12 | BLR.FW.PUMP-B DISCH.PRESS.CONTROL VALVE | RMM | GMVL-BA | B | X | 202028366 |  | 000002607536 |  | ERP-MM-DC1 | 2011-12-17 | 20
HR09 | 2210-4-HR09-LAB30AA303 | 2000246278 | 211LAB30AA303 | 211LAB30PSV03 | HP FW.PUMP-A SUCTION SAFETY RELIEF VALVE | RMM | GMVL-RE | C | X | 202028366 |  | 000002607540 |  | ERP-MM-DC1 | 2011-12-17 | 20
HR09 | 2210-4-HR09-LAB30AA309 | 2000246286 | 211LAB30AA309 | 211LAB30PSV09 | HP FW.PUMP-B SUCTION SAFETY RELIEF VALVE | RMM | GMVL-RE | C | X | 202028366 |  | 000002607544 |  | ERP-MM-DC1 | 2011-12-17 | 20
HR09 | 2210-4-HR09-LAB30AT001 | 2000246294 | 211LAB30AT001 | 211LAB30AT001 | HP FEEDWATER PUMP-A I/L STRAINER | RMM | GMSTRN | C | X | 202028366 |  | 000002607548 |  | ERP-MM-DC1 | 2011-12-17 | 20
HR09 | 2210-4-HR09-LAB30AT002 | 2000246302 | 211LAB30AT002 | 211LAB30AT002 | HP FEEDWATER PUMP-B I/L STRAINER | RMM | GMSTRN | C | X | 202028366 |  | 000002607572 |  | ERP-MM-DC1 | 2011-12-17 | 20
HR09 | 2210-4-HR09-LAB30CF005 | 2000246310 | 211LAB30CF005 | 211LAB30FT05 | BLR.F.WATR.TO ECONOMISR.FLOW TRANSMITTER | RMI | GIXM-FC | C | X | 202028366 |  | 000002607576 |  | ERP-MM-DC1 | 2011-12-17 | 20
HR09 | 2210-4-HR09-LAB30CF007 | 2000246318 | 211LAB30CF007 | 211LAB30CF007 | HP FEEDWAT.PUMP-A DISCH.FLOW TRANSMITTER | RMI | GIXM-FC | C | X | 202028366 |  | 000002607580 |  | ERP-MM-DC1 | 2011-12-17 | 20
HR09 | 2210-4-HR09-LAB30CF008 | 2000246326 | 211LAB30CF008 | 211LAB30CF008 | HP FEEDWAT.PUMP-B DISCH.FLOW TRANSMITTER | RMI | GIXM-FC | C | X | 202028366 |  | 000002607584 |  | ERP-MM-DC1 | 2011-12-17 | 20
HR09 | 2210-4-HR09-LAB30CP000 | 2000246334 | 211LAB30CP000 | 211LAB30CP000 | PRESSURE INSTRUMENTS | RMI | GIXM-DP | C | X | 202028366 |  | 000002607588 |  | ERP-MM-DC1 | 2011-12-17 | 20
HR09 | 2210-4-HR09-LAB30CP001 | 2000246342 | 211LAB30CP001 | 211LAB30PDI01 | HP FW.PUMP-A SUCTN.STRAINER DP INDICATOR | RMI | GIIN-PR | C | X | 202028366 |  | 000002607612 |  | ERP-MM-DC1 | 2011-12-17 | 20
HR09 | 2210-4-HR09-LAB30CP002 | 2000246350 | 211LAB30CP002 | 211LAB30CP002 | PRESSURE INSTRUMENTS | RMI | GIXM-DP | C | X | 202028366 |  | 000002607616 |  | ERP-MM-DC1 | 2011-12-17 | 20
HR09 | 2210-4-HR09-LAB30CP004 | 2000246358 | 211LAB30CP004 | 211LAB30PI04 | HP FW. PUMP-A SUCTION PRESS.TRANSMITTER | RMI | GIXM-DP | C | X | 202028366 |  | 000002607620 |  | ERP-MM-DC1 | 2011-12-17 | 20
HR09 | 2210-4-HR09-LAB30CP005 | 2000246366 | 211LAB30CP005 | 211LAB30PI05 | HP FW. PUMP-A DISCH.PRESSURE TRANSMITTER | RMI | GIXM-DP | C | X | 202028366 |  | 000002607624 |  | ERP-MM-DC1 | 2011-12-17 | 20
HR09 | 2210-4-HR09-LAB30CP007 | 2000246374 | 211LAB30CP007 | 211LAB30PDI07 | HP FW.PUMP-B SUCTN.STRAINER DP INDICATOR | RMI | GIIN-PR | C | X | 202028366 |  | 000002607628 |  | ERP-MM-DC1 | 2011-12-17 | 20
HR09 | 2210-4-HR09-LAB30CP008 | 2000246382 | 211LAB30CP008 | 211LAB30PDAH08 | HP FW. PUMP-B SUCTION STRAINER DP SWITCH | RMI | GISW-CN | C | X | 202028366 |  | 000002607652 |  | ERP-DLGN-EAA | 2013-03-05 | 20
HR09 | 2210-4-HR09-LAB30CP010 | 2000246390 | 211LAB30CP010 | 211LAB30PI10 | HP FW. PUMP-B SUCTION PRESS.TRANSMITTER | RMI | GIXM-DP | C | X | 202028366 |  | 000002607656 |  | ERP-MM-DC1 | 2011-12-17 | 20
HR09 | 2210-4-HR09-LAB30CP011 | 2000246398 | 211LAB30CP011 | 211LAB30PI11 | HP FW. PUMP-B DISCH.PRESSURE TRANSMITTER | RMI | GIXM-DP | C | X | 202028366 |  | 000002607660 |  | ERP-MM-DC1 | 2011-12-17 | 20
HR09 | 2210-4-HR09-LAB30CP013 | 2000246406 | 211LAB30CP013 | 211LAB30PT13 | HP BFW.TO HP.STM.GEN.SYS.PRESS.TRANSMITR | RMI | GIXM-DP | C | X | 202028366 |  | 000002607664 |  | ERP-MM-DC1 | 2011-12-17 | 20
HR09 | 2210-4-HR09-LAB30CP014 | 2000246414 | 211LAB30CP014 | 211LAB30PSL14 | HP FW. PUMP-A DISCH.PRESSURE SWITCH | RMI | GISW-CN | C | X | 202028366 |  | 000002607668 |  | ERP-DLGN-EAA | 2013-03-05 | 20
HR09 | 2210-4-HR09-LAB30CP015 | 2000246422 | 211LAB30CP015 | 211LAB30PSL15 | HP FW. PUMP-B DISCH.PRESSURE SWITCH | RMI | GISW-CN | C | X | 202028366 |  | 000002607692 |  | ERP-DLGN-EAA | 2013-03-05 | 20
HR09 | 2210-4-HR09-LAB30CT001 | 2000246430 | 211LAB30CT001 | 211LAB30TE01 | LP DRUM TO BFW.PUMP I/L TEMP.ELEMENT | RMI | GIEL-TE | C | X | 202028366 |  | 000002607696 |  | ERP-MM-DC1 | 2011-12-17 | 20
HR09 | 2210-4-HR09-LAB31AA001 | 2000246438 | 211LAB31AA001 | 211LAB31AA001 | LP FEEDWATER TO DRUM CHECK VALVE/SWING | RMM | GMVLVE | C | X | 202028366 |  | 000002607700 |  | ERP-MM-DC1 | 2011-12-17 | 20
HR09 | 2210-4-HR09-LAB31AA002 | 2000246446 | 211LAB31AA002 | 211LAB31AA002 | LP FEEDWATER TO DRUM ISOL.VALVE | RMM | GMVLVE | C | X | 202028366 |  | 000002607704 |  | ERP-MM-DC1 | 2011-12-17 | 20
HR09 | 2210-4-HR09-LAB31AA003 | 2000246454 | 211LAB31AA003 | 211LAB31HVO1 | HP F.WAT.PUMP RECIRCULATION BLOCK VALVE1 | RMM | GMVLVE | B | X | 202028366 |  | 000002607708 |  | ERP-MM-DC1 | 2011-12-17 | 20
HR09 | 2210-4-HR09-LAB31AA004 | 2000246462 | 211LAB31AA004 | 211LAB31HVO2 | HP F.WAT.PUMP RECIRCULATION BLOCK VALVE2 | RMM | GMVLVE | B | X | 202028366 |  | 000002607732 |  | ERP-MM-DC1 | 2011-12-17 | 20
HR09 | 2210-4-HR09-LAB31BP001 | 2000246470 | 211LAB31BP001 | 211LAB31BP001 | FEEDWATER PMP TO LP ST.DRUM FLOW LIMITER | RMM | GMFLWD | C | X | 202028366 |  | 000002607736 |  | ERP-MM-DC1 | 2011-12-17 | 20
HR09 | 2210-4-HR09-LAB31BR001 | 2000246478 | 211LAB31BR001 | 211LAB31BR001 | FEEDWATER SUPPLY PIPING TO DEAERATOR | RMM | GMPIPE | C | X | 202028366 |  | 000002607740 |  | ERP-MM-DC1 | 2011-12-17 | 20
HR09 | 2210-4-HR09-LAB32AA001 | 2000246486 | 211LAB32AA001 | 211LAB32AA001 | LP FEEDWATER TO DRUM CHECK VALVE/SWING | RMM | GMVLVE | C | X | 202028366 |  | 000002607744 |  | ERP-MM-DC1 | 2011-12-17 | 20
HR09 | 2210-4-HR09-LAB32AA002 | 2000246494 | 211LAB32AA002 | 211LAB32AA002 | LP FEEDWATER TO DRUM ISOL.VALVE | RMM | GMVLVE | B | X | 202028366 |  | 000002607748 |  | ERP-MM-DC1 | 2011-12-17 | 20
HR09 | 2210-4-HR09-LAB32BP001 | 2000246502 | 211LAB32BP001 | 211LAB32BP001 | FEEDWATER PUMP TO LP ST.DRUM FLOW METER | RMM | GMFLWD | C | X | 202028366 |  | 000002607772 |  | ERP-MM-DC1 | 2011-12-17 | 20
HR09 | 2210-4-HR09-LAB50AA001 | 2000246510 | 211LAB50AA001 | 211LAB50AA001 | HP FEEDWATER CHECK VALVE/SWING | RMM | GMVLVE | C | X | 202028366 |  | 000002607776 |  | ERP-MM-DC1 | 2011-12-17 | 20
HR09 | 2210-4-HR09-LAB50AA002 | 2000246518 | 211LAB50AA002 | 211LAB50AA002 | HP FEEDWATER SHUTOFF VALVE (TO ECONOMSR) | RMM | GMVL-MO | B | X | 202028366 |  | 000002607780 |  | ERP-MM-DC1 | 2011-12-17 | 20
HR09 | 2210-4-HR09-LAB50AA002-M01 | 2000246526 | 211LAB50AA002-M01 | 211LAB50XV01 | MOTOR FOR HPFW SHUTOFF V/V TO ECONOMISER | RME | GEMOTR | B | X | 202028366 |  | 000002607784 |  | ERP-MM-DC1 | 2011-12-17 | 20
HR09 | 2210-4-HR09-LAB50AA003 | 2000246534 | 211LAB50AA003 | 211LAB50AA003 | HP FEEDWATER BYPASS VALVE (TO ECONOMSR) | RMM | GMVL-MO | B | X | 202028366 |  | 000002607788 |  | ERP-MM-DC1 | 2011-12-17 | 20
HR09 | 2210-4-HR09-LAB50AA003-M01 | 2000246542 | 211LAB50AA003-M01 | 211LAB50XV02 | MOTOR FOR HPFW BYPASS V/V TO ECONOMISER | RME | GEMOTR | B | X | 202028366 |  | 000002607812 |  | ERP-MM-DC1 | 2011-12-17 | 20
HR09 | 2210-4-HR09-LAB50AA191 | 2000246550 | 211LAB50AA191 | 211LAB50AA191 | HP FEEDWATER SAFETY RELIEF VALVE | RMM | GMVL-RE | C | X | 202028366 |  | 000002607816 |  | ERP-MM-DC1 | 2011-12-17 | 20
HR09 | 2210-4-HR09-LAB50AA301 | 2000246558 | 211LAB50AA301 | 211LAB50AA301 | HP FEEDWATER PRESS.INDICATOR ISOL.VALVE | RMM | GMVLVE | C | X | 202028366 |  | 000002607820 |  | ERP-MM-DC1 | 2011-12-17 | 20
HR09 | 2210-4-HR09-LAB50AA302 | 2000246566 | 211LAB50AA302 | 211LAB50AA302 | HP FEEDWATER PRESS.INDICATOR ISOL.VALVE | RMM | GMVLVE | C | X | 202028366 |  | 000002607824 |  | ERP-MM-DC1 | 2011-12-17 | 20
HR09 | 2210-4-HR09-LAB50AA303 | 2000246574 | 211LAB50AA303 | 211LAB50AA303 | HP FEEDWATER PRESS.SWITCH ISOL.VALVE | RMM | GMVLVE | C | X | 202028366 |  | 000002607828 |  | ERP-MM-DC1 | 2011-12-17 | 20
HR09 | 2210-4-HR09-LAB50AA304 | 2000246582 | 211LAB50AA304 | 211LAB50AA304 | HP FEEDWATER PRESS.SWITCH ISOL.VALVE | RMM | GMVLVE | C | X | 202028366 |  | 000002607852 |  | ERP-MM-DC1 | 2011-12-17 | 20
HR09 | 2210-4-HR09-LAB50AA305 | 2000246590 | 211LAB50AA305 | 211LAB50AA305 | HP FEEDWATER PR.TRANSMITTER ISOL.VALVE | RMM | GMVLVE | C | X | 202028366 |  | 000002607856 |  | ERP-MM-DC1 | 2011-12-17 | 20
HR09 | 2210-4-HR09-LAB50AA306 | 2000246598 | 211LAB50AA306 | 211LAB50AA306 | HP FEEDWATER PR.TRANSMITTER ISOL.VALVE | RMM | GMVLVE | C | X | 202028366 |  | 000002607860 |  | ERP-MM-DC1 | 2011-12-17 | 20
HR09 | 2210-4-HR09-LAB50AA501 | 2000246606 | 211LAB50AA501 | 211LAB50AA501 | HP FEEDWATER VENT VALVE/Y-TYPE | RMM | GMVLVE | B | X | 202028366 |  | 000002607864 |  | ERP-MM-DC1 | 2011-12-17 | 20
HR09 | 2210-4-HR09-LAB50AA502 | 2000246614 | 211LAB50AA502 | 211LAB50AA502 | HP FEEDWATER VENT VALVE/Y-TYPE | RMM | GMVLVE | B | X | 202028366 |  | 000002607868 |  | ERP-MM-DC1 | 2011-12-17 | 20
HR09 | 2210-4-HR09-LAB50BP001 | 2000246622 | 211LAB50BP001 | 211LAB50BP001 | HP FEEDWATER C.V.BYPASS FLOW LIMITER | RMM | GMFLWD | C | X | 202028366 |  | 000002607892 |  | ERP-MM-DC1 | 2011-12-17 | 20
HR09 | 2210-4-HR09-LAB50CP001 | 2000246630 | 211LAB50CP001 | 211LAB50CP001 | HP FW TO ECON. PRESSURE TRANSMITTER | RMI | GIXM-DP | C | X | 202028366 |  | 000002607896 |  | ERP-MM-DC1 | 2011-12-17 | 20
HR09 | 2210-4-HR09-LAB50CP002 | 2000246638 | 211LAB50CP002 | 211LAB50CP002 | HP FW TO ECON. PRESSURE SWITCH | RMI | GISW-CN | C | X | 202028366 |  | 000002607900 |  | ERP-DLGN-EAA | 2013-03-05 | 20
HR09 | 2210-4-HR09-LAB50CP501 | 2000246646 | 211LAB50CP501 | 211LAB50CP501 | HP FW TO ECON. PRESSURE INDICATOR | RMI | GIIN-PR | C | X | 202028366 |  | 000002607904 |  | ERP-MM-DC1 | 2011-12-17 | 20
HR09 | 2210-4-HR09-LAB50CT001 | 2000246654 | 211LAB50CT001 | 211LAB50CT001 | HP FW TO ECONOMIZER TEMP.ELEMENT | RMI | GIEL-TE | C | X | 202028366 |  | 000002607908 |  | ERP-MM-DC1 | 2011-12-17 | 20
HR09 | 2210-4-HR09-LAC11 | 2000246662 | 211LAC11 | 211LAV11 | HP BFP-A | RMI | GISW-CN | B | X | 202028366 |  | 000002607932 |  | ERP-DLGN-EAA | 2013-03-05 | 20
HR09 | 2210-4-HR09-LAC11AP001 | 2000246670 | 211LAC11AP001 | 211LAC11AP001 | BOILER FEEDWATER PUMP-A | RMM | GMPUMP | B | X | 202028366 |  | 000002607936 |  | ERP-MM-DC1 | 2011-12-17 | 20
HR09 | 2210-4-HR09-LAC11AP001-M01 | 2000246678 | 211LAC11AP001-M01 | 211LAC11AP001M1 | BOILER FW PUMP-A MOTOR | RME | GEMOTR | B | X | 202028366 |  | 000002607940 |  | 65415 | 2013-04-23 | 20
HR09 | 2210-4-HR09-LAC11AP001KC01 | 2000246686 | 211LAC11AP001KC01 | 211LAC11AP001KC | BOILER FEEDWATER PUMP L.O. HEATER | RME | GEHTR | B | X | 202028366 |  | 000002607944 |  | ERP-MM-DC1 | 2011-12-17 | 20
HR09 | 2210-4-HR09-LAC11CT000 | 2000246694 | 211LAC11CT000 | 211LAC11TE | BLR.FW.PMP/MOTOR-A BEARING TEMP.ELEMENTS | RMI | GIEL-TE | C | X | 202028366 |  | 000002607948 |  | ERP-MM-DC1 | 2011-12-17 | 20
HR09 | 2210-4-HR09-LAC12 | 2000246702 | 211LAC12 | 211LAV12 | HP BFP-B | RMI | GISW-CN | B | X | 202028366 |  | 000002607972 |  | ERP-DLGN-EAA | 2013-03-05 | 20
HR09 | 2210-4-HR09-LAC12AP001 | 2000246710 | 211LAC12AP001 | 211LAC12AP001 | BOILER FEEDWATER PUMP-B | RMM | GMPUMP | B | X | 202028366 |  | 000002607976 |  | ERP-MM-DC1 | 2011-12-17 | 20
HR09 | 2210-4-HR09-LAC12AP001-M01 | 2000246718 | 211LAC12AP001-M01 | 211LAC12AP001M1 | BOILER FEEDWATER PUMP-B MOTOR | RME | GEMOTR | B | X | 202028366 |  | 000002607980 |  | ERP-MM-DC1 | 2011-12-17 | 20
HR09 | 2210-4-HR09-LAC12AP001KC01 | 2000246726 | 211LAC12AP001KC01 | 211LAC12AP001KC | BOILER FEEDWATER PUMP LUBE OIL HEATER | RME | GEHTR | B | X | 202028366 |  | 000002607984 |  | ERP-MM-DC1 | 2011-12-17 | 20
HR09 | 2210-4-HR09-LAC12CT000 | 2000246734 | 211LAC12CT000 | 211LAC12TE | BLR.FW.PMP/MOTOR-B BEARING TEMP.ELEMENTS | RMI | GIEL-TE | C | X | 202028366 |  | 000002607988 |  | ERP-MM-DC1 | 2011-12-17 | 20
HR09 | 2210-4-HR09-LAC21AP001 | 2000246742 | 211LAC21AP001 | 211LAV11AP001 | BOILER FW. PUMP AUX. LUBE OIL PUMP-A | RMM | GMPUMP | B | X | 202028366 |  | 000002608012 |  | ERP-MM-DC1 | 2011-12-17 | 20
HR09 | 2210-4-HR09-LAC21AP001-M01 | 2000246750 | 211LAC21AP001-M01 | 211LAV11AP001M1 | BOILER PUMP AUX. LUBE OIL PUMP-A MOTOR | RME | GEMOTR | B | X | 202028366 |  | 000002608016 |  | ERP-MM-DC1 | 2011-12-17 | 20
HR09 | 2210-4-HR09-LAC22AP001 | 2000246758 | 211LAC22AP001 | 211LAV12AP001 | BOILER FW. PUMP AUX. LUBE OIL PUMP-B | RMM | GMPUMP | B | X | 202028366 |  | 000002608020 |  | ERP-MM-DC1 | 2011-12-17 | 20
HR09 | 2210-4-HR09-LAC22AP001-M01 | 2000246766 | 211LAC22AP001-M01 | 211LAV12AP001M1 | BOILER FW.PUMP AUX.LUBE OIL PUMP-B MOTOR | RME | GEMOTR | B | X | 202028366 |  | 000002608024 |  | ERP-MM-DC1 | 2011-12-17 | 20
HR09 | 2210-4-HR09-LAC22CP005 | 2000246774 | 211LAC22CP005 | 211LAV12PDI/PDS | LUBE OIL FILTER DIFF.PR.GAUGE/DP.SWITCH | RMI | GISW-CN | C | X | 202028366 |  | 000002608028 |  | ERP-DLGN-EAA | 2013-03-05 | 20
HR09 | 2210-4-HR09-LAC22CP011 | 2000246782 | 211LAC22CP011 | 211LAV12PSL11 | BFW PUMP LO START PERMSV.PRESS.SWITCH | RMI | GISW-CN | C | X | 202028366 |  | 000002608052 |  | ERP-DLGN-EAA | 2013-03-05 | 20
HR09 | 2210-4-HR09-LAC22CP021 | 2000246790 | 211LAC22CP021 | 211LAV12PSL21 | AUX.LUBE OIL PUMP START PRESS SWITCH | RMI | GISW-CN | C | X | 202028366 |  | 000002608056 |  | ERP-DLGN-EAA | 2013-03-05 | 20
HR09 | 2210-4-HR09-LAW11CT000 | 2000246798 | 211LAW11CT000 | 211LAW11CT000 | TEMP INDICATOR | RMI | GIIN-TE | C | X | 202028366 |  | 000002608060 |  | ERP-MM-DC1 | 2011-12-17 | 20
HR09 | 2210-4-HR09-LAW12CT000 | 2000246806 | 211LAW12CT000 | 211LAW12CT000 | TEMP INDICATOR | RMI | GIIN-TE | C | X | 202028366 |  | 000002608064 |  | ERP-MM-DC1 | 2011-12-17 | 20
HR09 | 2210-4-HR09-LBA32 | 2000246814 | 211LBA32 | 211LBA32 | LOCAL INSTRUMENTS | RMI | GIXM-FC | C | X | 202028366 |  | 000002608068 |  | ERP-MM-DC1 | 2011-12-17 | 20
HR09 | 2210-4-HR09-LBA32AA001 | 2000246822 | 211LBA32AA001 | 211LBA32FIK02 | HP STEAM VENT FLOW CONTROL VALVE | RMM | GMVL-BA | B | X | 202028366 |  | 000002608092 |  | ERP-MM-DC1 | 2011-12-17 | 20
HR09 | 2210-4-HR09-LBA32AA101 | 2000246830 | 211LBA32AA101 | 211LBA32TV01 | HP STEAM HEADER DRAIN VALVE-BEFORE FE. | RMM | GMVL-MO | B | X | 202028366 |  | 000002608096 |  | ERP-MM-DC1 | 2011-12-17 | 20
HR09 | 2210-4-HR09-LBA32AA102 | 2000246838 | 211LBA32AA102 | 211LBA32TV02 | HP STEAM HEADER DRAIN VALVE-AFTER FE. | RMM | GMVL-MO | B | X | 202028366 |  | 000002608100 |  | ERP-MM-DC1 | 2011-12-17 | 20
HR09 | 2210-4-HR09-LBA32AA104 | 2000246846 | 211LBA32AA104 | 211LBA32PV04 | HP STEAM VENT MOTOR OPERATED VALVE | RMM | GMVL-MO | B | X | 202028366 |  | 000002608104 |  | ERP-MM-DC1 | 2011-12-17 | 20
HR09 | 2210-4-HR09-LBA32BR001 | 2000246854 | 211LBA32BR001 | 211LBA32BR001 | HP STEAM HEADER DRAIN PIPING | RMM | GMPIPE | C | X | 202028366 |  | 000002608108 |  | ERP-MM-DC1 | 2011-12-17 | 20
HR09 | 2210-4-HR09-LBA32CF001 | 2000246862 | 211LBA32CF001 | 211LBA32FT01 | HP STEAM LINE FLOW TRANSMITTER | RMI | GIXM-FC | C | X | 202028366 |  | 000002608132 |  | ERP-MM-DC1 | 2011-12-17 | 20
HR09 | 2210-4-HR09-LBA32CT001 | 2000246870 | 211LBA32CT001 | 211LBA32TE01 | HP STEAM HDR.DRN.TEMP.ELEMENT BEF.FE | RMI | GIEL-TE | C | X | 202028366 |  | 000002608136 |  | ERP-MM-DC1 | 2011-12-17 | 20
HR09 | 2210-4-HR09-LBA32CT002 | 2000246878 | 211LBA32CT002 | 211LBA32TE02 | HP STEAM HDR.DRN.TEMP.ELEMENT AFT.FE | RMI | GIEL-TE | C | X | 202028366 |  | 000002608140 |  | ERP-MM-DC1 | 2011-12-17 | 20
HR09 | 2210-4-HR09-LBA50 | 2000246886 | 211LBA50 | 211LBA50 | LOCAL INSTRUMENTS | RMI | GIXM-DP | C | X | 202028366 |  | 000002608144 |  | ERP-MM-DC1 | 2011-12-17 | 20
HR09 | 2210-4-HR09-LBA50AA002 | 2000246894 | 211LBA50AA002 | 211LBA50AA002 | HP SUPERHEATER STARTUP VENT VALVE | RMM | GMVL-MO | B | X | 202028366 |  | 000002608148 |  | ERP-MM-DC1 | 2011-12-17 | 20
HR09 | 2210-4-HR09-LBA50AA003 | 2000246902 | 211LBA50AA003 | 211LBA50AA003 | HP STEAM SUPERHEATER O/L CHECK VALVE | RMM | GMVLVE | B | X | 202028366 |  | 000002608172 |  | ERP-MM-DC1 | 2011-12-17 | 20
HR09 | 2210-4-HR09-LBA50AA004 | 2000246910 | 211LBA50AA004 | 211LBA50AA004 | HP STEAMLINE SHUTOFF VALVE | RMM | GMVL-MO | B | X | 202028366 |  | 000002608176 |  | ERP-MM-DC1 | 2011-12-17 | 20
HR09 | 2210-4-HR09-LBA50AA005 | 2000246918 | 211LBA50AA005 | 211LBA50AA005 | HP STEAMLINE BYPASS VALVE | RMM | GMVL-MO | B | X | 202028366 |  | 000002608180 |  | ERP-MM-DC1 | 2011-12-17 | 20
HR09 | 2210-4-HR09-LBA50AA107 | 2000246926 | 211LBA50AA107 | 211LBA50NIC07 | HP SUPERHEATER STEAM HEADER DRAIN VALVE | RMM | GMVL-MO | B | X | 202028366 |  | 000002608184 |  | ERP-MM-DC1 | 2011-12-17 | 20
HR09 | 2210-4-HR09-LBA50AA191 | 2000246934 | 211LBA50AA191 | 211LBA50PSV03 | HP STEAM SUP.HTR. O/L SAFETY VALVE/ANGLE | RMM | GMVL-RE | C | X | 202028366 |  | 000002608188 |  | ERP-MM-DC1 | 2011-12-17 | 20
HR09 | 2210-4-HR09-LBA50AA301 | 2000246942 | 211LBA50AA301 | 211LBA50AA301 | HP STEAM SUP.HTR. O/L PI ISOL.VALVE | RMM | GMVLVE | C | X | 202028366 |  | 000002608212 |  | ERP-MM-DC1 | 2011-12-17 | 20
HR09 | 2210-4-HR09-LBA50AA302 | 2000246950 | 211LBA50AA302 | 211LBA50AA302 | HP STEAM SUP.HTR. O/L PI ISOL.VALVE | RMM | GMVLVE | C | X | 202028366 |  | 000002608216 |  | ERP-MM-DC1 | 2011-12-17 | 20
HR09 | 2210-4-HR09-LBA50AA303 | 2000246958 | 211LBA50AA303 | 211LBA50AA303 | HP STEAM SUP.HTR. O/L PT ISOL. VALVE | RMM | GMVLVE | C | X | 202028366 |  | 000002608220 |  | ERP-MM-DC1 | 2011-12-17 | 20
HR09 | 2210-4-HR09-LBA50AA304 | 2000246966 | 211LBA50AA304 | 211LBA50AA304 | HP STEAM SUP.HTR. O/L PT ISOL. VALVE | RMM | GMVLVE | C | X | 202028366 |  | 000002608224 |  | ERP-MM-DC1 | 2011-12-17 | 20
HR09 | 2210-4-HR09-LBA50AA305 | 2000246974 | 211LBA50AA305 | 211LBA50AA305 | HP STEAM START-UP FT ISOL. VALVE | RMM | GMVLVE | C | X | 202028366 |  | 000002608228 |  | ERP-MM-DC1 | 2011-12-17 | 20
HR09 | 2210-4-HR09-LBA50AA306 | 2000246982 | 211LBA50AA306 | 211LBA50AA306 | HP STEAM START-UP FT ISOL. VALVE | RMM | GMVLVE | C | X | 202028366 |  | 000002608252 |  | ERP-MM-DC1 | 2011-12-17 | 20
HR09 | 2210-4-HR09-LBA50AA307 | 2000246990 | 211LBA50AA307 | 211LBA50AA307 | HP STEAM START-UP FT ISOL. VALVE | RMM | GMVLVE | C | X | 202028366 |  | 000002608256 |  | ERP-MM-DC1 | 2011-12-17 | 20
HR09 | 2210-4-HR09-LBA50AA308 | 2000246998 | 211LBA50AA308 | 211LBA50AA308 | HP STEAM START-UP FT ISOL. VALVE | RMM | GMVLVE | C | X | 202028366 |  | 000002608260 |  | ERP-MM-DC1 | 2011-12-17 | 20
HR09 | 2210-4-HR09-LBA50AA403 | 2000247006 | 211LBA50AA403 | 211LBA50AA403 | HP STEAM DRAIN VALVE/Y-TYPE | RMM | GMVLVE | B | X | 202028366 |  | 000002608264 |  | ERP-MM-DC1 | 2011-12-17 | 20
HR09 | 2210-4-HR09-LBA50AA404 | 2000247014 | 211LBA50AA404 | 211LBA50AA404 | HP STEAMLINE DRAIN VALVE | RMM | GMVL-MO | B | X | 202028366 |  | 000002608268 |  | ERP-MM-DC1 | 2011-12-17 | 20
HR09 | 2210-4-HR09-LBA50AA405 | 2000247022 | 211LBA50AA405 | 211LBA50AA405 | HP STEAM C-V DRAIN VALVE/Y-TYPE | RMM | GMVLVE | B | X | 202028366 |  | 000002608292 |  | ERP-MM-DC1 | 2011-12-17 | 20
HR09 | 2210-4-HR09-LBA50AA406 | 2000247030 | 211LBA50AA406 | 211LBA50PV04 | HP STEAMLINE DRAIN VALVE BEF.FLOW ELEMT | RMM | GMVL-MO | C | X | 202028366 |  | 000002608296 |  | ERP-MM-DC1 | 2011-12-17 | 20
HR09 | 2210-4-HR09-LBA50AA407 | 2000247038 | 211LBA50AA407 | 211LBA50AA407 | HP STEAM DRAIN VALVE/Y-TYPE | RMM | GMVLVE | B | X | 202028366 |  | 000002608300 |  | ERP-MM-DC1 | 2011-12-17 | 20
HR09 | 2210-4-HR09-LBA50AA408 | 2000247046 | 211LBA50AA408 | 211LBA50AA408 | HP STEAM DRAIN VALVE/Y-TYPE | RMM | GMVLVE | B | X | 202028366 |  | 000002608304 |  | ERP-MM-DC1 | 2011-12-17 | 20
HR09 | 2210-4-HR09-LBA50AA501 | 2000247054 | 211LBA50AA501 | 211LBA50AA501 | HP STEAM START-UP VALVE/Y-TYPE | RMM | GMVLVE | B | X | 202028366 |  | 000002608308 |  | ERP-MM-DC1 | 2011-12-17 | 20
HR09 | 2210-4-HR09-LBA50AA502 | 2000247062 | 211LBA50AA502 | 211LBA50AA502 | HP STEAM START-UP VALVE | RMM | GMVL-MO | B | X | 202028366 |  | 000002608332 |  | ERP-MM-DC1 | 2011-12-17 | 20
HR09 | 2210-4-HR09-LBA50AA503 | 2000247070 | 211LBA50AA503 | 211LBA50AA503 | HP STEAM START-UP PLUG VALVE/ANGLE | RMM | GMVLVE | B | X | 202028366 |  | 000002608336 |  | ERP-MM-DC1 | 2011-12-17 | 20
HR09 | 2210-4-HR09-LBA50BP001 | 2000247078 | 211LBA50BP001 | 211LBA50BP001 | HP STEAM DRAIN FLOW LIMITER | RMM | GMFLWD | C | X | 202028366 |  | 000002608340 |  | ERP-MM-DC1 | 2011-12-17 | 20
HR09 | 2210-4-HR09-LBA50BS001 | 2000247086 | 211LBA50BS001 | 211LBA50BS001 | HP STARTUP VENT SILENCER | RMM | GMSLNR | B | X | 202028366 |  | 000002608344 |  | ERP-MM-DC1 | 2011-12-17 | 20
HR09 | 2210-4-HR09-LBA50CF001 | 2000247094 | 211LBA50CF001 | 211LBA50CF001 | HP STEAM START-UP FLOW TRANSMITTER | RMI | GIXM-FC | C | X | 202028366 |  | 000002608348 |  | ERP-MM-DC1 | 2011-12-17 | 20
HR09 | 2210-4-HR09-LBA50CP000 | 2000247102 | 211LBA50CP000 | 211LBA50PT | HP STEAM TO MAIN HDR.PRESS.TRANSMITTERS | RMI | GIXM-DP | C | X | 202028366 |  | 000002608372 |  | ERP-MM-DC1 | 2011-12-17 | 20
HR09 | 2210-4-HR09-LBA50CP001 | 2000247110 | 211LBA50CP001 | 211LBA50CP001 | HP STEAM PRESSURE TRANSMITTER | RMI | GIXM-DP | C | X | 202028366 |  | 000002608376 |  | ERP-MM-DC1 | 2011-12-17 | 20
HR09 | 2210-4-HR09-LBA50CP501 | 2000247118 | 211LBA50CP501 | 211LBA50CP501 | HP STEAM PRESSURE INDICATOR | RMI | GIIN-PR | C | X | 202028366 |  | 000002608380 |  | ERP-MM-DC1 | 2011-12-17 | 20
HR09 | 2210-4-HR09-LBA50CT001 | 2000247126 | 211LBA50CT001 | 211LBA50TE01 | HP STEAM TO MAIN HDR.TEMPERATURE ELEMENT | RMI | GIEL-TE | C | X | 202028366 |  | 000002608384 |  | ERP-MM-DC1 | 2011-12-17 | 20
HR09 | 2210-4-HR09-LBA50CT002 | 2000247134 | 211LBA50CT002 | 211LBA50TE02 | HP STEAM TO MAIN HDR.TEMPERATURE ELEMENT | RMI | GIEL-TE | C | X | 202028366 |  | 000002608388 |  | ERP-MM-DC1 | 2011-12-17 | 20
HR09 | 2210-4-HR09-LBA50CT003 | 2000247142 | 211LBA50CT003 | 211LBA50TT02 | HP STEAM TO MAIN HDR.TEMP.TRANSMITTER | RMI | GIEL-TE | C | X | 202028366 |  | 000002608412 |  | ERP-MM-DC1 | 2011-12-17 | 20
HR09 | 2210-4-HR09-LBG10AA001 | 2000247150 | 211LBG10AA001 | 211LBG10AA001 | LP PEGGING ST.TO DRUM CHECK VALVE/SWING | RMM | GMVLVE | B | X | 202028366 |  | 000002608416 |  | ERP-MM-DC1 | 2011-12-17 | 20
HR09 | 2210-4-HR09-LBG10AA002 | 2000247158 | 211LBG10AA002 | 211LBG10AA002 | LP PEGGING STEAM TO DRUM ISOL.VALVE | RMM | GMVLVE | B | X | 202028366 |  | 000002608420 |  | ERP-MM-DC1 | 2011-12-17 | 20
HR09 | 2210-4-HR09-LBG10AA301 | 2000247166 | 211LBG10AA301 | 211LBG10AA301 | NITROGENE TO LP DRUM PI ISOL.VALVE | RMM | GMVLVE | B | X | 202028366 |  | 000002608424 |  | ERP-MM-DC1 | 2011-12-17 | 20
HR09 | 2210-4-HR09-LBG10AA302 | 2000247174 | 211LBG10AA302 | 211LBG10AA302 | NITROGENE TO LP DRUM PI ISOL.VALVE | RMM | GMVLVE | B | X | 202028366 |  | 000002608428 |  | ERP-MM-DC1 | 2011-12-17 | 20
HR09 | 2210-4-HR09-LBG10AA601 | 2000247182 | 211LBG10AA601 | 211LBG10AA601 | NITROGENE TO LP DRUM CHECK VALVE | RMM | GMVLVE | C | X | 202028366 |  | 000002608452 |  | ERP-MM-DC1 | 2011-12-17 | 20
HR09 | 2210-4-HR09-LBG10AA602 | 2000247190 | 211LBG10AA602 | 211LBG10AA602 | NITROGENE TO LP DRUM ISOL.VALVE | RMM | GMVLVE | B | X | 202028366 |  | 000002608456 |  | ERP-MM-DC1 | 2011-12-17 | 20
HR09 | 2210-4-HR09-LBG10AA603 | 2000247198 | 211LBG10AA603 | 211LBG10AA603 | NITROGENE TO LP DRUM ISOL.VALVE | RMM | GMVLVE | B | X | 202028366 |  | 000002608460 |  | ERP-MM-DC1 | 2011-12-17 | 20
HR09 | 2210-4-HR09-LBG10BR001 | 2000247206 | 211LBG10BR001 | 211LBG10BR001 | AUXILIARY STEAM PIPING TO LP DRUM | RMM | GMPIPE | B | X | 202028366 |  | 000002608464 |  | ERP-MM-DC1 | 2011-12-17 | 20
HR09 | 2210-4-HR09-LBG10BR601 | 2000247214 | 211LBG10BR601 | 211LBG10BR601 | NITROGEN SUPPLY PIPING TO LP DRUM | RMM | GMPIPE | B | X | 202028366 |  | 000002608468 |  | ERP-MM-DC1 | 2011-12-17 | 20
HR09 | 2210-4-HR09-LBG10CP501 | 2000247222 | 211LBG10CP501 | 211LBG10CP501 | NITROGEN TO LP DRUM PRESS.INDICATOR | RMI | GIIN-PR | C | X | 202028366 |  | 000002608492 |  | ERP-MM-DC1 | 2011-12-17 | 20
HR09 | 2210-4-HR09-LBG34AA001 | 2000247230 | 211LBG34AA001 | 211LBG34PV01 | LP PEGGING STEAM TO DRUM PR.CONTRL.VALVE | RMM | GMVL-BA | B | X | 202028366 |  | 000002608496 |  | ERP-MM-DC1 | 2011-12-17 | 20
HR09 | 2210-4-HR09-LBG34CF001 | 2000247238 | 211LBG34CF001 | 211LBG34FT01 | PEG.STEAM TO HRSG SOOT BLR.FLOW TRANSMTR | RMI | GIXM-FC | C | X | 202028366 |  | 000002608500 |  | ERP-MM-DC1 | 2011-12-17 | 20
HR09 | 2210-4-HR09-LBG34CP000 | 2000247246 | 211LBG34CP000 | 211LBG34CP000 | CONTROL VOLVE | RMM | GMVL-BA | B | X | 202028366 |  | 000002608504 |  | ERP-MM-DC1 | 2011-12-17 | 20
HR09 | 2210-4-HR09-LBH10AA001 | 2000247254 | 211LBH10AA001 | 211LBH10AA001 | LP START-UP STEAM CHECK VALVE/SWING | RMM | GMVLVE | C | X | 202028366 |  | 000002608508 |  | ERP-MM-DC1 | 2011-12-17 | 20
HR09 | 2210-4-HR09-LBH10AA002 | 2000247262 | 211LBH10AA002 | 211LBH10AA002 | LP START-UP STEAM ISOL.VALVE | RMM | GMVLVE | B | X | 202028366 |  | 000002608532 |  | ERP-MM-DC1 | 2011-12-17 | 20
HR09 | 2210-4-HR09-LBH36AA001 | 2000247270 | 211LBH36AA001 | 211LBH36PV04 | LP DUMP CONTROL VALVE | RMM | GMVL-BA | B | X | 202028366 |  | 000002608536 |  | ERP-MM-DC1 | 2011-12-17 | 20
HR09 | 2210-4-HR09-LBH36CP004 | 2000247278 | 211LBH36CP004 | 211LBH36CP004 | CONTROL VOLVE | RMM | GMVL-BA | B | X | 202028366 |  | 000002608540 |  | ERP-MM-DC1 | 2011-12-17 | 20
HR09 | 2210-4-HR09-LCA10AA001 | 2000247286 | 211LCA10AA001 | 211LCA10AA001 | COND.FCV I/L ISOL.VALVE | RMM | GMVLVE | B | X | 202028366 |  | 000002608544 |  | ERP-MM-DC1 | 2011-12-17 | 20
HR09 | 2210-4-HR09-LCA10AA003 | 2000247294 | 211LCA10AA003 | 211LCA10AA003 | CONDENSATE TO DEAERATOR FCV O/L ISOL.V/V | RMM | GMVLVE | B | X | 202028366 |  | 000002608548 |  | ERP-MM-DC1 | 2011-12-17 | 20
HR09 | 2210-4-HR09-LCA10AA004 | 2000247302 | 211LCA10AA004 | 211LCA10AA004 | COND.FCV BYPASS CONTOUR PLUG VALVE | RMM | GMVLVE | C | X | 202028366 |  | 000002608572 |  | ERP-MM-DC1 | 2011-12-17 | 20
HR09 | 2210-4-HR09-LCA10AA005 | 2000247310 | 211LCA10AA005 | 211LCA10AA005 | COND.TO DEAERATOR CHECK VALVE/SWING | RMM | GMVLVE | C | X | 202028366 |  | 000002608576 |  | ERP-MM-DC1 | 2011-12-17 | 20
HR09 | 2210-4-HR09-LCA10AA006 | 2000247318 | 211LCA10AA006 | 211LCA10AA006 | CONDENSATE TO DEAERATOR ISOL.VALVE | RMM | GMVLVE | B | X | 202028366 |  | 000002608580 |  | ERP-MM-DC1 | 2011-12-17 | 20
HR09 | 2210-4-HR09-LCA10AA301 | 2000247326 | 211LCA10AA301 | 211LCA10AA301 | CONDENSATE TO DEAERATOR PI ISOL.VALVE | RMM | GMVLVE | B | X | 202028366 |  | 000002608584 |  | ERP-MM-DC1 | 2011-12-17 | 20
HR09 | 2210-4-HR09-LCA10AA302 | 2000247334 | 211LCA10AA302 | 211LCA10AA302 | CONDENSATE TO DEAERATOR PI ISOL.VALVE | RMM | GMVLVE | B | X | 202028366 |  | 000002608588 |  | ERP-MM-DC1 | 2011-12-17 | 20
HR09 | 2210-4-HR09-LCA10AA401 | 2000247342 | 211LCA10AA401 | 211LCA10AA401 | CONDENSATE TO DEAERATOR DRAIN VALVE | RMM | GMVLVE | B | X | 202028366 |  | 000002608612 |  | ERP-MM-DC1 | 2011-12-17 | 20
HR09 | 2210-4-HR09-LCA10AA402 | 2000247349 | 211LCA10AA402 | 211LCA10AA402 | CONDENSATE TO DEAERATOR DRAIN VALVE | RMM | GMVLVE | B | X | 202028366 |  | 000002608615 |  | ERP-MM-DC1 | 2011-12-17 | 20
HR09 | 2210-4-HR09-LCA10AA501 | 2000247357 | 211LCA10AA501 | 211LCA10AA501 | CONDENSATE TO DEAERATOR VENT VALVE | RMM | GMVLVE | B | X | 202028366 |  | 000002608619 |  | ERP-MM-DC1 | 2011-12-17 | 20
HR09 | 2210-4-HR09-LCA10AA502 | 2000247365 | 211LCA10AA502 | 211LCA10AA502 | CONDENSATE TO DEAERATOR VENT VALVE | RMM | GMVLVE | B | X | 202028366 |  | 000002608623 |  | ERP-MM-DC1 | 2011-12-17 | 20
HR09 | 2210-4-HR09-LCA10BR001 | 2000247373 | 211LCA10BR001 | 211LCA10BR001 | CONDENSATE PIPING TO DEAERATOR | RMM | GMPIPE | C | X | 202028366 |  | 000002608627 |  | ERP-MM-DC1 | 2011-12-17 | 20
HR09 | 2210-4-HR09-LCA10CP501 | 2000247381 | 211LCA10CP501 | 211LCA10CP501 | CONDENSATE TO DEAERATOR PRESS.INDICATOR | RMI | GIIN-PR | C | X | 202028366 |  | 000002608651 |  | ERP-MM-DC1 | 2011-12-17 | 20
HR09 | 2210-4-HR09-LCA35AA001 | 2000247389 | 211LCA35AA001 | 211LCA35HV01 | CONDENSATE SHUT-OFF VALVE | RMM | GMVLVE | B | X | 202028366 |  | 000002608655 |  | ERP-MM-DC1 | 2011-12-17 | 20
HR09 | 2210-4-HR09-LCA35AA002 | 2000247397 | 211LCA35AA002 | 211LCA35FV02 | CONDENSATE TO DEAERATOR FLOW CONT.VALVE | RMM | GMVL-BA | B | X | 202028366 |  | 000002608659 |  | ERP-MM-DC1 | 2011-12-17 | 20
HR09 | 2210-4-HR09-LCA35AA101 | 2000247405 | 211LCA35AA101 | 211LCA35NIC02 | CONDENSATE TO DEAERATR.FT I\L ISOL.VALVE | RMM | GMVL-MO | B | X | 202028366 |  | 000002608663 |  | ERP-MM-DC1 | 2011-12-17 | 20
HR09 | 2210-4-HR09-LCA35CF000 | 2000247413 | 211LCA35CF000 | 211LCA35CF000 | CONTROL VALVE | RMM | GMVL-BA | B | X | 202028366 |  | 000002608667 |  | ERP-MM-DC1 | 2011-12-17 | 20
HR09 | 2210-4-HR09-LCA35CF001 | 2000247421 | 211LCA35CF001 | 211LCA35FT01 | CONDENSATE TO DEAERATOR FLOW TRANSMITTER | RMI | GIXM-FC | C | X | 202028366 |  | 000002608691 |  | ERP-MM-DC1 | 2011-12-17 | 20
HR09 | 2210-4-HR09-LCA35CT001 | 2000247429 | 211LCA35CT001 | 211LCA35TE/TW01 | CONDENSATE TO LP ST.DRUM TEMP.ELEMENT | RMI | GIEL-TE | C | X | 202028366 |  | 000002608695 |  | ERP-MM-DC1 | 2011-12-17 | 20
HR09 | 2210-4-HR09-LCP20AA001 | 2000247437 | 211LCP20AA001 | 211LCP20AA001 | CONDENSATE MAKE-UP LINE CHECK VALVE | RMM | GMVLVE | C | X | 202028366 |  | 000002608699 |  | ERP-MM-DC1 | 2011-12-17 | 20
HR09 | 2210-4-HR09-LCP20AA002 | 2000247445 | 211LCP20AA002 | 211LCP20AA002 | CONDENSATE MAKE-UP LINE ISOL.VALVE | RMM | GMVLVE | B | X | 202028366 |  | 000002608703 |  | ERP-MM-DC1 | 2011-12-17 | 20
HR09 | 2210-4-HR09-LCP20AA003 | 2000247453 | 211LCP20AA003 | 211LCP20AA003 | CONDENSATE MAKE-UP LINE CHECK VALVE | RMM | GMVLVE | C | X | 202028366 |  | 000002608707 |  | ERP-MM-DC1 | 2011-12-17 | 20
HR09 | 2210-4-HR09-LCP20AA401 | 2000247461 | 211LCP20AA401 | 211LCP20AA401 | CONDENSATE MAKE-UP LINE DRAIN VALVE | RMM | GMVLVE | B | X | 202028366 |  | 000002608731 |  | ERP-MM-DC1 | 2011-12-17 | 20
HR09 | 2210-4-HR09-LCP20AA402 | 2000247469 | 211LCP20AA402 | 211LCP20AA402 | CONDENSATE MAKE-UP LINE DRAIN VALVE | RMM | GMVLVE | B | X | 202028366 |  | 000002608735 |  | ERP-MM-DC1 | 2011-12-17 | 20
HR09 | 2210-4-HR09-LCP20BR001 | 2000247477 | 211LCP20BR001 | 211LCP20BR001 | CONDENSATE MAKE-UP PIPING TO DEAERATOR | RMM | GMPIPE | C | X | 202028366 |  | 000002608739 |  | ERP-MM-DC1 | 2011-12-17 | 20
HR09 | 2210-4-HR09-LCP50AA001 | 2000247485 | 211LCP50AA001 | 211LCP50AA001 | COND.MAKE-UP WATER TO ECON.CHECK VALVE | RMM | GMVLVE | C | X | 202028366 |  | 000002608743 |  | ERP-MM-DC1 | 2011-12-17 | 20
HR09 | 2210-4-HR09-LCP50AA002 | 2000247493 | 211LCP50AA002 | 211LCP50AA002 | COND.MAKE-UP WATER TO ECON.ISOL. VALVE | RMM | GMVLVE | B | X | 202028366 |  | 000002608747 |  | ERP-MM-DC1 | 2011-12-17 | 20
HR09 | 2210-4-HR09-LCP50AA401 | 2000247501 | 211LCP50AA401 | 211LCP50AA401 | COND.MAKE-UP WATER TO ECON.DRAIN VALVE | RMM | GMVLVE | B | X | 202028366 |  | 000002608771 |  | ERP-MM-DC1 | 2011-12-17 | 20
HR09 | 2210-4-HR09-LCP50AA402 | 2000247509 | 211LCP50AA402 | 211LCP50AA402 | COND.MAKE-UP WATER TO ECON.DRAIN VALVE | RMM | GMVLVE | B | X | 202028366 |  | 000002608775 |  | ERP-MM-DC1 | 2011-12-17 | 20
HR09 | 2210-4-HR09-LCQ00 | 2000247517 | 211LCQ00 | 211LCQ00 | LOCAL INSTRUMENTS | RMI | GIXM-DP | C | X | 202028366 |  | 000002608779 |  | ERP-MM-DC1 | 2011-12-17 | 20
HR09 | 2210-4-HR09-LCQ10AA001 | 2000247525 | 211LCQ10AA001 | 211LCQ10LV01 | LP STARTUP BLOWDOWN SHUTOFF GL-V | RMM | GMVL-MO | B | X | 202028366 |  | 000002608783 |  | ERP-MM-DC1 | 2011-12-17 | 20
HR09 | 2210-4-HR09-LCQ10AA002 | 2000247533 | 211LCQ10AA002 | 211LCQ10LV02 | LP/DA START-UP BLOWDOWN CONTROL VALVE | RMM | GMVL-BA | B | X | 202028366 |  | 000002608787 |  | ERP-MM-DC1 | 2011-12-17 | 20
HR09 | 2210-4-HR09-LCQ10AA003 | 2000247541 | 211LCQ10AA003 | 211LCQ10AA003 | LP START-UP BLOWDOWN C.V. O/L ISOL.VALVE | RMM | GMVLVE | B | X | 202028366 |  | 000002608811 |  | ERP-MM-DC1 | 2011-12-17 | 20
HR09 | 2210-4-HR09-LCQ10AA401 | 2000247549 | 211LCQ10AA401 | 211LCQ10HV03 | LP INTERMITTANT BLOW DOWN VALVE | RMM | GMVL-MO | B | X | 202028366 |  | 000002608815 |  | ERP-MM-DC1 | 2011-12-17 | 20
HR09 | 2210-4-HR09-LCQ10AA402 | 2000247557 | 211LCQ10AA402 | 211LCQ10AA402 | LP START-UP BLOWDOWN LINE DRAIN VALVE | RMM | GMVLVE | C | X | 202028366 |  | 000002608819 |  | ERP-MM-DC1 | 2011-12-17 | 20
HR09 | 2210-4-HR09-LCQ10BR001 | 2000247565 | 211LCQ10BR001 | 211LCQ10BR001 | LP START-UP BLOW DOWN PIPING TO B.D.TANK | RMM | GMPIPE | C | X | 202028366 |  | 000002608823 |  | ERP-MM-DC1 | 2011-12-17 | 20
HR09 | 2210-4-HR09-LCQ10BR002 | 2000247573 | 211LCQ10BR002 | 211LCQ10BR002 | LP START-UP BLOW DOWN DRAIN PIPING | RMM | GMPIPE | C | X | 202028366 |  | 000002608827 |  | ERP-MM-DC1 | 2011-12-17 | 20
HR09 | 2210-4-HR09-LCQ10BS001 | 2000247581 | 211LCQ10BS001 | 211LCQ10BS001 | PSV SILENCER, BLOWDOWN TANK | RMM | GMTANK | C | X | 202028366 |  | 000002608851 |  | ERP-MM-DC1 | 2011-12-17 | 20
HR09 | 2210-4-HR09-LCQ32AA001 | 2000247589 | 211LCQ32AA001 | 211LCQ32LV01 | HRSG BLOWDOWN TANK LEVEL CONTROL VALVE | RMM | GMVL-BA | B | X | 202028366 |  | 000002608855 |  | ERP-MM-DC1 | 2011-12-17 | 20
HR09 | 2210-4-HR09-LCQ50AA001 | 2000247597 | 211LCQ50AA001 | 211LCQ50LV01 | HP STARTUP BLOWDOWN SHUTOFF VALVE | RMM | GMVL-MO | B | X | 202028366 |  | 000002608859 |  | ERP-MM-DC1 | 2011-12-17 | 20
HR09 | 2210-4-HR09-LCQ50AA002 | 2000247605 | 211LCQ50AA002 | 211LCQ50LV02 | HP STARTUP BLOW DOWN CONTROL VALVE | RMM | GMVL-BA | B | X | 202028366 |  | 000002608863 |  | ERP-MM-DC1 | 2011-12-17 | 20
HR09 | 2210-4-HR09-LCQ50AA401 | 2000247613 | 211LCQ50AA401 | 211LCQ50AA401 | HP INTERMITTENT BLOWDOWN ISOL. VLAVE | RMM | GMVL-MO | B | X | 202028366 |  | 000002608867 |  | ERP-MM-DC1 | 2011-12-17 | 20
HR09 | 2210-4-HR09-LCQ50AA402 | 2000247621 | 211LCQ50AA402 | 211LCQ50AA402 | HP START-UP BLOW DOWN DRAIN VALVE | RMM | GMVLVE | B | X | 202028366 |  | 000002608891 |  | ERP-MM-DC1 | 2011-12-17 | 20
HR09 | 2210-4-HR09-LCQ80AA001 | 2000247629 | 211LCQ80AA001 | 211LCQ80AA001 | BLOWDOWN STEAM MOTOR OPERATED VALVE | RMM | GMVL-MO | B | X | 202028366 |  | 000002608895 |  | ERP-MM-DC1 | 2011-12-17 | 20
HR09 | 2210-4-HR09-LCQ80AA002 | 2000247637 | 211LCQ80AA002 | 211LCQ80AA002 | BLOWDOWN STEAM CHECK VALVE/SWING | RMM | GMVLVE | C | X | 202028366 |  | 000002608899 |  | ERP-MM-DC1 | 2011-12-17 | 20
HR09 | 2210-4-HR09-LCQ80AA003 | 2000247645 | 211LCQ80AA003 | 211LCQ80AA003 | BLOWDOWN STEAM ISOL.VALVE | RMM | GMVLVE | B | X | 202028366 |  | 000002608903 |  | ERP-MM-DC1 | 2011-12-17 | 20
HR09 | 2210-4-HR09-LCQ80AA191 | 2000247653 | 211LCQ80AA191 | 211LCQ80AA191 | HRSG. BLOWDOWN TANK SAFETY VALVE | RMM | GMVL-RE | C | X | 202028366 |  | 000002608907 |  | ERP-MM-DC1 | 2011-12-17 | 20
HR09 | 2210-4-HR09-LCQ80AA301 | 2000247661 | 211LCQ80AA301 | 211LCQ80AA301 | HRSG B.D.TANK LEVEL INDICTR.ISOL. VALVE | RMM | GMVLVE | B | X | 202028366 |  | 000002608931 |  | ERP-MM-DC1 | 2011-12-17 | 20
HR09 | 2210-4-HR09-LCQ80AA302 | 2000247669 | 211LCQ80AA302 | 211LCQ80AA302 | HRSG B.D. TANK LEVEL INDICTR.ISOL.VALVE | RMM | GMVLVE | B | X | 202028366 |  | 000002608935 |  | ERP-MM-DC1 | 2011-12-17 | 20
HR09 | 2210-4-HR09-LCQ80AA303 | 2000247677 | 211LCQ80AA303 | 211LCQ80AA303 | HRSG B.D.TANK LEVEL INDICTR. ISOL. VALVE | RMM | GMVLVE | B | X | 202028366 |  | 000002608939 |  | ERP-MM-DC1 | 2011-12-17 | 20
HR09 | 2210-4-HR09-LCQ80AA304 | 2000247685 | 211LCQ80AA304 | 211LCQ80AA304 | HRSG B.D.TANK LEVEL INDICTR. ISOL. VALVE | RMM | GMVLVE | B | X | 202028366 |  | 000002608943 |  | ERP-MM-DC1 | 2011-12-17 | 20
HR09 | 2210-4-HR09-LCQ80AA305 | 2000247693 | 211LCQ80AA305 | 211LCQ80AA305 | HRSG B.D.TANK LEVEL TRANSMITTER ISOL.V/V | RMM | GMVLVE | C | X | 202028366 |  | 000002608947 |  | ERP-MM-DC1 | 2011-12-17 | 20
HR09 | 2210-4-HR09-LCQ80AA306 | 2000247701 | 211LCQ80AA306 | 211LCQ80AA306 | HRSG B.D.TANK LEVEL TRANSMITTER ISOL.V/V | RMM | GMVLVE | C | X | 202028366 |  | 000002608971 |  | ERP-MM-DC1 | 2011-12-17 | 20
HR09 | 2210-4-HR09-LCQ80AA307 | 2000247709 | 211LCQ80AA307 | 211LCQ80AA307 | HRSG B.D.TANK LEVEL TRANSMITTER ISOL.V/V | RMM | GMVLVE | C | X | 202028366 |  | 000002608975 |  | ERP-MM-DC1 | 2011-12-17 | 20
HR09 | 2210-4-HR09-LCQ80AA308 | 2000247717 | 211LCQ80AA308 | 211LCQ80AA308 | HRSG B.D.TANK LEVEL TRANSMITTER ISOL.V/V | RMM | GMVLVE | C | X | 202028366 |  | 000002608979 |  | ERP-MM-DC1 | 2011-12-17 | 20
HR09 | 2210-4-HR09-LCQ80AA309 | 2000247725 | 211LCQ80AA309 | 211LCQ80AA309 | HRSG B.D.TANK PRESS.INDICATOR ISOL.VALVE | RMM | GMVLVE | B | X | 202028366 |  | 000002608983 |  | ERP-MM-DC1 | 2011-12-17 | 20
HR09 | 2210-4-HR09-LCQ80AA310 | 2000247733 | 211LCQ80AA310 | 211LCQ80AA310 | HRSG B.D.TANK PRESS.INDICATOR ISOL.VALVE | RMM | GMVLVE | B | X | 202028366 |  | 000002608987 |  | ERP-MM-DC1 | 2011-12-17 | 20
HR09 | 2210-4-HR09-LCQ80AA401 | 2000247741 | 211LCQ80AA401 | 211LCQ80AA401 | HRSG BLOWDOWN TANK LI DRAIN VALVE | RMM | GMVLVE | B | X | 202028366 |  | 000002609011 |  | ERP-MM-DC1 | 2011-12-17 | 20
HR09 | 2210-4-HR09-LCQ80AA402 | 2000247749 | 211LCQ80AA402 | 211LCQ80AA402 | HRSG BLOWDOWN TANK LI. DRAIN VALVE | RMM | GMVLVE | B | X | 202028366 |  | 000002609015 |  | ERP-MM-DC1 | 2011-12-17 | 20
HR09 | 2210-4-HR09-LCQ80AA418 | 2000247757 | 211LCQ80AA418 | 211LCQ80AA418 | HP CONT.BLOWDOWN ISOL. VALVE | RMM | GMVL-MO | B | X | 202028366 |  | 000002609019 |  | ERP-MM-DC1 | 2011-12-17 | 20
HR09 | 2210-4-HR09-LCQ80AA501 | 2000247765 | 211LCQ80AA501 | 211LCQ80AA501 | HRSG BLOWDOWN TANK L.I VENT VALVE | RMM | GMVLVE | C | X | 202028366 |  | 000002609023 |  | ERP-MM-DC1 | 2011-12-17 | 20
HR09 | 2210-4-HR09-LCQ80AA502 | 2000247773 | 211LCQ80AA502 | 211LCQ80AA502 | HRSG BLOWDOWN TANK L.I VENT VALVE | RMM | GMVLVE | C | X | 202028366 |  | 000002609027 |  | ERP-MM-DC1 | 2011-12-17 | 20
HR09 | 2210-4-HR09-LCQ80BB001 | 2000247781 | 211LCQ80BB001 | 211LCQ80BB001 | HRSG1 BLOW DOWN TANK | RMM | GMTANK | C | X | 202028366 |  | 000002609051 |  | ERP-MM-DC1 | 2011-12-17 | 20
HR09 | 2210-4-HR09-LCQ80CL001 | 2000247789 | 211LCQ80CL001 | 211LCQ80LT | HRSG BLOW DOWN TANK LEVEL TRANSMITTER | RMI | GIXM-LC | C | X | 202028366 |  | 000002609055 |  | ERP-MM-DC1 | 2011-12-17 | 20
HR09 | 2210-4-HR09-LCQ80CL501 | 2000247797 | 211LCQ80CL501 | 211CLQ50CL501 | HP BLOWDOWN TANK LEVEL GAUGE | RMI | GIIN-LV | B | X | 202028366 |  | 000002609059 |  | ERP-MM-DC1 | 2011-12-17 | 20
HR09 | 2210-4-HR09-LCQ80CP501 | 2000247805 | 211LCQ80CP501 | 211LCQ80CP501 | HRSG BLOW DOWN TANK PRESSURE INDICATOR | RMI | GIIN-PR | C | X | 202028366 |  | 000002609063 |  | ERP-MM-DC1 | 2011-12-17 | 20
HR09 | 2210-4-HR09-LCQ80CT001 | 2000247813 | 211LCQ80CT001 | 211LCQ80CT001 | HRSG BLOW DOWN TANK TEMPERATURE ELEMENT | RMI | GIEL-TE | C | X | 202028366 |  | 000002609067 |  | ERP-MM-DC1 | 2011-12-17 | 20
HR09 | 2210-4-HR09-LCQ90BB001 | 2000247821 | 211LCQ90BB001 | 211LCQ90BB001 | ATMOSPHERIC BLOW DOWN TANK | RMM | GMTANK | C | X | 202028366 |  | 000002609091 |  | ERP-MM-DC1 | 2011-12-17 | 20
HR09 | 2210-4-HR09-LCQ90BS001 | 2000247829 | 211LCQ90BS001 | 211LCQ90BS001 | ATMOSPHERIC BLOWDOWN TANK SILENCER | RMM | GMSLNR | C | X | 202028366 |  | 000002609095 |  | ERP-MM-DC1 | 2011-12-17 | 20
HR09 | 2210-4-HR09-LFJ01CP001 | 2000247837 | 211LFJ01CP001 | 211LFJ10PI01 | N2 FROM HDR.TO LP DRUM PRESS.INDICATOR | RMI | GIIN-PR | C | X | 202028366 |  | 000002609099 |  | ERP-MM-DC1 | 2011-12-17 | 20
HR09 | 2210-4-HR09-LFJ10AA701 | 2000247845 | 211LFJ10AA701 | 211LFJ10AA701 | LP DRUM PEGGING STM.N2 GAS SUPPLY VALVE | RMM | GMVLVE | B | X | 202028366 |  | 000002609103 |  | ERP-MM-DC1 | 2011-12-17 | 20
HR09 | 2210-4-HR09-LFJ55AA105 | 2000247853 | 211LFJ55AA105 | 211LFJ55PV05 | HP DRUM PSV O/L SAT.STM.N2 GAS SUPLY.V/V | RMM | GMVL-MO | B | X | 202028366 |  | 000002609107 |  | ERP-MM-DC1 | 2011-12-17 | 20
HR09 | 2210-4-HR09-LFJ55AA701 | 2000247861 | 211LFJ55AA701 | 211LFJ55AA701 | HP DRUM TO S.H. SAT.STM.N2 GAS ISOL.V/V | RMM | GMVLVE | B | X | 202028366 |  | 000002609131 |  | ERP-MM-DC1 | 2011-12-17 | 20
HR09 | 2210-4-HR09-LFN00 | 2000247869 | 211LFN00 | 211LFN00 | LOCAL INSTRUMENTS | RMI | GIIN-PR | C | X | 202028366 |  | 000002609135 |  | ERP-MM-DC1 | 2011-12-17 | 20
HR09 | 2210-4-HR09-LFN10BR001 | 2000247877 | 211LFN10BR001 | 211LFN10BR001 | HYDRAZINE INJN.PUMP-A/B SUCT/DISC.PIPING | RMM | GMPIPE | C | X | 202028366 |  | 000002609139 |  | ERP-MM-DC1 | 2011-12-17 | 20
HR09 | 2210-4-HR09-LFN11AA001 | 2000247885 | 211LFN11AA001 | 211LFN11AA001 | HYDRAZINE INJN.PUMP-A SUCTION VALVE | RMM | GMVLVE | B | X | 202028366 |  | 000002609143 |  | ERP-MM-DC1 | 2011-12-17 | 20
HR09 | 2210-4-HR09-LFN11AA002 | 2000247893 | 211LFN11AA002 | 211LFN11AA002 | HYDRAZINE INJN.PUMP-A DISCHARGE VALVE | RMM | GMVLVE | B | X | 202028366 |  | 000002609147 |  | ERP-MM-DC1 | 2011-12-17 | 20
HR09 | 2210-4-HR09-LFN11AA301 | 2000247901 | 211LFN11AA301 | 211LFN11PSV02 | HYDRAZINE INJN.PUMP-A DISCH.PR.SFTY.VALV | RMM | GMVL-RE | C | X | 202028366 |  | 000002609171 |  | ERP-MM-DC1 | 2011-12-17 | 20
HR09 | 2210-4-HR09-LFN11AP001 | 2000247909 | 211LFN11AP001 | 211LFN11AP001 | HYDRAZINE INJECTION PUMP-A | RMM | GMPUMP | B | X | 202028366 |  | 000002609175 |  | ERP-MM-DC1 | 2011-12-17 | 20
HR09 | 2210-4-HR09-LFN11AP001-M01 | 2000247917 | 211LFN11AP001-M01 | 211LFN11AP001M1 | HYDRAZINE INJECTION PUMP A-MOTOR | RME | GEMOTR | B | X | 202028366 |  | 000002609179 |  | ERP-MM-DC1 | 2011-12-17 | 20
HR09 | 2210-4-HR09-LFN11AT001 | 2000247925 | 211LFN11AT001 | 211LFN11AT001 | HYDRAZINE INJN.PUMP-A SUCTION STRAINER | RMM | GMSTRN | C | X | 202028366 |  | 000002609183 |  | ERP-MM-DC1 | 2011-12-17 | 20
HR09 | 2210-4-HR09-LFN11CP001 | 2000247933 | 211LFN11CP001 | 211LFN11PI01 | HYDRAZINE INJN.PUMP-A DISCH.PR.INDICATOR | RMI | GIIN-PR | B | X | 202028366 |  | 000002609187 |  | ERP-MM-DC1 | 2011-12-17 | 20
HR09 | 2210-4-HR09-LFN12AA001 | 2000247941 | 211LFN12AA001 | 211LFN12AA001 | HYDRAZINE INJN.PUMP-B SUCTION VALVE | RMM | GMVLVE | B | X | 202028366 |  | 000002609211 |  | ERP-MM-DC1 | 2011-12-17 | 20
HR09 | 2210-4-HR09-LFN12AA002 | 2000247949 | 211LFN12AA002 | 211LFN12AA002 | HYDRAZINE INJN.PUMP-B DISCHARGE VALVE | RMM | GMVLVE | B | X | 202028366 |  | 000002609215 |  | ERP-MM-DC1 | 2011-12-17 | 20
HR09 | 2210-4-HR09-LFN12AA301 | 2000247957 | 211LFN12AA301 | 211LFN12PSV02 | HYDRAZINE INJN.PUMP-B DISCH.PR.SFTY.VALV | RMM | GMVL-RE | C | X | 202028366 |  | 000002609219 |  | ERP-MM-DC1 | 2011-12-17 | 20
HR09 | 2210-4-HR09-LFN12AP001 | 2000247965 | 211LFN12AP001 | 211LFN12AP001 | HYDRAZINE INJECTION NPUMP-B | RMM | GMPUMP | B | X | 202028366 |  | 000002609223 |  | ERP-MM-DC1 | 2011-12-17 | 20
HR09 | 2210-4-HR09-LFN12AP001-M01 | 2000247973 | 211LFN12AP001-M01 | 211LFN12AP001M1 | HYDRAZINE INJECTION PUMP-B MOTOR | RME | GEMOTR | B | X | 202028366 |  | 000002609227 |  | ERP-MM-DC1 | 2011-12-17 | 20
HR09 | 2210-4-HR09-LFN12AT001 | 2000247981 | 211LFN12AT001 | 211LFN12AT001 | HYDRAZINE INJN.PUMP-B SUCTION STRAINER | RMM | GMSTRN | C | X | 202028366 |  | 000002609251 |  | ERP-MM-DC1 | 2011-12-17 | 20
HR09 | 2210-4-HR09-LFN12CP001 | 2000247989 | 211LFN12CP001 | 211LFN12PI01 | HYDRAZINE INJN.PUMP-B DISCH.PR.INDICATOR | RMI | GIIN-PR | B | X | 202028366 |  | 000002609255 |  | ERP-MM-DC1 | 2011-12-17 | 20
HR09 | 2210-4-HR09-LFN31AA302 | 2000247997 | 211LFN31AA302 | 211LFN31PSV02 | PHOSPHATE INJN.PUMP-A DISCH.SFTY.RLF.V/V | RMM | GMVL-RE | C | X | 202028366 |  | 000002609259 |  | ERP-MM-DC1 | 2011-12-17 | 20
HR09 | 2210-4-HR09-LFN31AA701 | 2000248005 | 211LFN31AA701 | 211LFN31AA701 | PHOSPHATE INJN.PUMP-A SUCTION VALVE | RMM | GMVLVE | B | X | 202028366 |  | 000002609263 |  | ERP-MM-DC1 | 2011-12-17 | 20
HR09 | 2210-4-HR09-LFN31AA702 | 2000248013 | 211LFN31AA702 | 211LFN31AA702 | PHOSPHATE INJN.PUMP-A DISCHARGE VALVE | RMM | GMVLVE | B | X | 202028366 |  | 000002609267 |  | ERP-MM-DC1 | 2011-12-17 | 20
HR09 | 2210-4-HR09-LFN31AP001 | 2000248021 | 211LFN31AP001 | 211LFN31AP001 | PHOSPHATE INJECTIONN PUMP-A | RMM | GMPUMP | B | X | 202028366 |  | 000002609291 |  | ERP-MM-DC1 | 2011-12-17 | 20
HR09 | 2210-4-HR09-LFN31AP001-M01 | 2000248029 | 211LFN31AP001-M01 | 211LFN31AP001M1 | PHOSPHATE INJECTION PUMP-A MOTOR | RME | GEMOTR | B | X | 202028366 |  | 000002609295 |  | ERP-MM-DC1 | 2011-12-17 | 20
HR09 | 2210-4-HR09-LFN31AT001 | 2000248037 | 211LFN31AT001 | 211LFN31AT001 | PHOSPHATE INJN.PUMP-A SUCTION STRAINER | RMM | GMSTRN | C | X | 202028366 |  | 000002609299 |  | ERP-MM-DC1 | 2011-12-17 | 20
HR09 | 2210-4-HR09-LFN31CP001 | 2000248045 | 211LFN31CP001 | 211LFN31PI01 | PHOSPHATE INJN.PUMP-A DISCH.PR.INDICATOR | RMI | GIIN-PR | B | X | 202028366 |  | 000002609303 |  | ERP-MM-DC1 | 2011-12-17 | 20
HR09 | 2210-4-HR09-LFN32AA002 | 2000248053 | 211LFN32AA002 | 211LFN32PSV02 | PHOSPHATE INJN.PUMP-B DISCH.SFTY.RLF.V/V | RMM | GMVL-RE | C | X | 202028366 |  | 000002609307 |  | ERP-MM-DC1 | 2011-12-17 | 20
HR09 | 2210-4-HR09-LFN32AA701 | 2000248061 | 211LFN32AA701 | 211LFN32AA701 | PHOSPHATE INJN.PUMP-B SUCTION VALVE | RMM | GMVLVE | B | X | 202028366 |  | 000002609331 |  | ERP-MM-DC1 | 2011-12-17 | 20
HR09 | 2210-4-HR09-LFN32AA702 | 2000248069 | 211LFN32AA702 | 211LFN32AA702 | PHOSPHATE INJN.PUMP-A DISCHARGE VALVE | RMM | GMVLVE | B | X | 202028366 |  | 000002609335 |  | ERP-MM-DC1 | 2011-12-17 | 20
HR09 | 2210-4-HR09-LFN32AP001 | 2000248077 | 211LFN32AP001 | 211LFN32AP001 | PHOSPHATE INJECTION PUMP-B | RMM | GMPUMP | B | X | 202028366 |  | 000002609339 |  | ERP-MM-DC1 | 2011-12-17 | 20
HR09 | 2210-4-HR09-LFN32AP001-M01 | 2000248085 | 211LFN32AP001-M01 | 211LFN32AP001M1 | PHOSPHATE INJECTION PUMP-B MOTOR | RME | GEMOTR | B | X | 202028366 |  | 000002609343 |  | ERP-MM-DC1 | 2011-12-17 | 20
HR09 | 2210-4-HR09-LFN32AT001 | 2000248093 | 211LFN32AT001 | 211LFN32AT001 | PHOSPHATE INJN.PUMP-B SUCTION STRAINER | RMM | GMSTRN | C | X | 202028366 |  | 000002609347 |  | ERP-MM-DC1 | 2011-12-17 | 20
HR09 | 2210-4-HR09-LFN32CP001 | 2000248101 | 211LFN32CP001 | 211LFN32PI01 | PHOSPHATE INJN.PUMP-B DISCH.PR.INDICATOR | RMI | GIIN-PR | B | X | 202028366 |  | 000002609371 |  | ERP-MM-DC1 | 2011-12-17 | 20
HR09 | 2210-4-HR09-MAN20CP001 | 2000248109 | 211MAN20CP001 | 211LBF20PT01 | HP STEAM BYPASS PRESSURE TRANSMITTER | RMI | GIXM-DP | C | X | 202028366 |  | 000002609375 |  | ERP-MM-DC1 | 2011-12-17 | 20
HR09 | 2210-4-HR09-MAN20CT002 | 2000248117 | 211MAN20CT002 | 211LBF20TT02 | HP STEAM BYPASS TEMPERATURE TRANSMITTER | RMI | GIEL-TE | C | X | 202028366 |  | 000002609379 |  | ERP-MM-DC1 | 2011-12-17 | 20
HR09 | 2210-4-HR09-MAN22AA001 | 2000248125 | 211MAN22AA001 | 211LBF22TV01 | HP STEAM BYPASS DRAIN VALVE BEF.CONT.V/V | RMM | GMVL-MO | B | X | 202028366 |  | 000002609383 |  | ERP-MM-DC1 | 2011-12-17 | 20
HR09 | 2210-4-HR09-MAN22AA002 | 2000248133 | 211MAN22AA002 | 211LBF22PV02 | HP STEAM BYPASS CONTROL VALVE | RMM | GMVL-BA | B | X | 202028366 |  | 000002609387 |  | ERP-MM-DC1 | 2011-12-17 | 20
HR09 | 2210-4-HR09-MAN22AA003 | 2000248141 | 211MAN22AA003 | 211LBF22PV03 | HP STEAM BYPASS INJECTION VALVE | RMM | GMVL-BA | B | X | 202028366 |  | 000002609411 |  | ERP-MM-DC1 | 2011-12-17 | 20
HR09 | 2210-4-HR09-MAN22AA004 | 2000248149 | 211MAN22AA004 | 211LBF22TV04 | HP STEAM BYPASS DRAIN VALVE BEF.INJN.V/V | RMM | GMVL-MO | B | X | 202028366 |  | 000002609415 |  | ERP-MM-DC1 | 2011-12-17 | 20
HR09 | 2210-4-HR09-MAN22CT001 | 2000248157 | 211MAN22CT001 | 211LBF22TE01 | HP STEAM BYPASS DRAIN TEMPERATURE ELEMNT | RMI | GIEL-TE | C | X | 202028366 |  | 000002609419 |  | ERP-MM-DC1 | 2011-12-17 | 20
HR09 | 2210-4-HR09-MAN22CT004 | 2000248165 | 211MAN22CT004 | 211LBF22TE04 | HP STEAM BYPASS DRAIN TEMP. ELEMENT | RMI | GIEL-TE | C | X | 202028366 |  | 000002609423 |  | ERP-MM-DC1 | 2011-12-17 | 20
HR09 | 2210-4-HR09-MBR40CP401 | 2000248173 | 211MBR40CP401 | 211MBR40CP401 | HRSG DUCT INLET PRESSURE TEST POINT | RMI | GIIN-PR | C | X | 202028366 |  | 000002609427 |  | ERP-MM-DC1 | 2011-12-17 | 20
HR09 | 2210-4-HR09-MBR40CT001 | 2000248181 | 211MBR40CT001 | 211MBR40CT001 | HRSG DUCT INLET TEMPERATURE ELEMENT | RMI | GIIN-PR | C | X | 202028366 |  | 000002609451 |  | ERP-MM-DC1 | 2011-12-17 | 20
HR09 | 2210-4-HR09-MBR40CT002 | 2000248189 | 211MBR40CT002 | 211MBR40CT002 | HRSG DUCT INLET TEMPERATURE ELEMENT | RMI | GIEL-TE | C | X | 202028366 |  | 000002609455 |  | ERP-MM-DC1 | 2011-12-17 | 20
HR09 | 2210-4-HR09-MBR50AB001 | 2000248197 | 211MBR50AB001 | 211MBR50AB001 | BOILER INLET EXPANSION JOINT | RMM | GMEXJT | C | X | 202028366 |  | 000002609459 |  | ERP-MM-DC1 | 2011-12-17 | 20
HR09 | 2210-4-HR09-MBR50BR001 | 2000248205 | 211MBR50BR001 | 211MBR50BR001 | BOILER INLET DUCT | RMM | GMDUCT | C | X | 202028366 |  | 000002609463 |  | ERP-MM-DC1 | 2011-12-17 | 20
HR09 | 2210-4-HR09-PAB35CT001 | 2000248213 | 211PAB35CT001 | 211PAB35TE01 | SERV.WATER TO BLWDN.RECVR.SUMP TEMP ELMT | RMI | GIEL-TE | C | X | 202028366 |  | 000002609467 |  | ERP-MM-DC1 | 2011-12-17 | 20
HR09 | 2210-4-HR09-PAB40AA001 | 2000248221 | 211PAB40AA001 | 211PAB40TV01 | CW.BLOWDOWN QUENCHING TEMP.CONTROL VALVE | RMM | GMVL-BA | C | X | 202028366 |  | 000002609491 |  | ERP-MM-DC1 | 2011-12-17 | 20
HR09 | 2210-4-HR09-PAB40BR407 | 2000248229 | 211PAB40BR407 | 211PAB40BR407 | CIRC.WATER PIPING FOR BLOWDOWN QUENCHING | RMM | GMPIPE | C | X | 202028366 |  | 000002609495 |  | ERP-MM-DC1 | 2011-12-17 | 20
HR09 | 2210-4-HR09-PAB40CV001 | 2000248237 | 211PAB40CV001 | 211PAB40CV001 | CONTRO VALVE | RMM | GMVL-BA | B | X | 202028366 |  | 000002609499 |  | ERP-MM-DC1 | 2011-12-17 | 20
HR09 | 2210-4-HR09-PGB00 | 2000248246 | 211PGB00 | 211PGB00 | LOCAL INSTRUMENTS | RMI | GISW-FLW | C | X | 202028366 |  | 000002609504 |  | ERP-MM-DC1 | 2011-12-17 | 20
HR09 | 2210-4-HR09-PGB10AA011 | 2000248254 | 211PGB10AA011 | 211PGB10AA011 | HP CIRC.PUMP COOL.WATER INLET ISOL.VALVE | RMM | GMVLVE | B | X | 202028366 |  | 000002609508 |  | ERP-MM-DC1 | 2011-12-17 | 20
HR09 | 2210-4-HR09-PGB10AA012 | 2000248262 | 211PGB10AA012 | 211PGB10AA012 | HP CIRC.PUMP COOL.WATER O/L ISOL. VALVE | RMM | GMVLVE | C | X | 202028366 |  | 000002609532 |  | ERP-MM-DC1 | 2011-12-17 | 20
HR09 | 2210-4-HR09-PGB10AA021 | 2000248270 | 211PGB10AA021 | 211PGB10AA021 | HP CIRC.PUMP COOL.WATER INLET ISOL.VALVE | RMM | GMVLVE | B | X | 202028366 |  | 000002609536 |  | ERP-MM-DC1 | 2011-12-17 | 20
HR09 | 2210-4-HR09-PGB10AA022 | 2000248278 | 211PGB10AA022 | 211PGB10AA022 | HP CIRC.PUMP COOL.WATER O/L ISOL. VALVE | RMM | GMVLVE | C | X | 202028366 |  | 000002609540 |  | ERP-MM-DC1 | 2011-12-17 | 20
HR09 | 2210-4-HR09-PGB10AA031 | 2000248286 | 211PGB10AA031 | 211PGB10AA031 | LP CIRC.PUMP COOL.WATER INLET ISOL.VALVE | RMM | GMVLVE | B | X | 202028366 |  | 000002609544 |  | ERP-MM-DC1 | 2011-12-17 | 20
HR09 | 2210-4-HR09-PGB10AA032 | 2000248294 | 211PGB10AA032 | 211PGB10AA032 | LP CIRC.PUMP COOL.WATER O/L ISOL. VALVE | RMM | GMVLVE | C | X | 202028366 |  | 000002609548 |  | ERP-MM-DC1 | 2011-12-17 | 20
HR09 | 2210-4-HR09-PGB10AA041 | 2000248302 | 211PGB10AA041 | 211PGB10AA041 | LP CIRC.PUMP COOL.WATER INLET ISOL.VALVE | RMM | GMVLVE | B | X | 202028366 |  | 000002609572 |  | ERP-MM-DC1 | 2011-12-17 | 20
HR09 | 2210-4-HR09-PGB10AA042 | 2000248310 | 211PGB10AA042 | 211PGB10AA042 | LP CIRC.PUMP COOL.WATER O/L ISOL. VALVE | RMM | GMVLVE | C | X | 202028366 |  | 000002609576 |  | ERP-MM-DC1 | 2011-12-17 | 20
HR09 | 2210-4-HR09-PGB30AA300 | 2000248318 | 211PGB30AA300 | 211PGB30PSV | BLR.FW.PUMPS CCCW O/L SAFETY VALVES | RMM | GMVL-RE | C | X | 202028366 |  | 000002609580 |  | ERP-MM-DC1 | 2011-12-17 | 20
HR09 | 2210-4-HR09-PGB30AA301 | 2000248326 | 211PGB30AA301 | 211PGB30PSV01 | BLR.FW.PUMP1 C.C.WATER O/L SAFETY VALVE | RMM | GMVL-RE | C | X | 202028366 |  | 000002609584 |  | ERP-MM-DC1 | 2011-12-17 | 20
HR09 | 2210-4-HR09-PGB30AA302 | 2000248334 | 211PGB30AA302 | 211PGB30PSV02 | BLR.FW.PUMP2 C.C.WATER O/L SAFETY VALVE | RMM | GMVL-RE | C | X | 202028366 |  | 000002609588 |  | ERP-MM-DC1 | 2011-12-17 | 20
HR09 | 2210-4-HR09-PGB30AA701 | 2000248342 | 211PGB30AA701 | 211PGB30AA701 | BLR.FW.PUMPS CCCW INLET VALVES | RMM | GMVLVE | B | X | 202028366 |  | 000002609612 |  | ERP-MM-DC1 | 2011-12-17 | 20
HR09 | 2210-4-HR09-PGB30AA702 | 2000248350 | 211PGB30AA702 | 211PGB30AA702 | BLR.FW.PUMPS CCCW OUTLET VALVES | RMM | GMVLVE | B | X | 202028366 |  | 000002609616 |  | ERP-MM-DC1 | 2011-12-17 | 20
HR09 | 2210-4-HR09-PGB30CF001 | 2000248358 | 211PGB30CF001 | 211PGB30FI01 | BLR.FW.PUMP1 CL.COOL.WATER FLOW INDICATR | RMI | GIIN-FL | B | X | 202028366 |  | 000002609620 |  | ERP-MM-DC1 | 2011-12-17 | 20
HR09 | 2210-4-HR09-PGB30CF002 | 2000248366 | 211PGB30CF002 | 211PGB30FI02 | BLR.FW.PUMP2 CL.COOL.WATER FLOW INDICATR | RMI | GIIN-FL | B | X | 202028366 |  | 000002609624 |  | ERP-MM-DC1 | 2011-12-17 | 20
HR09 | 2210-4-HR09-PGB30CT001 | 2000248374 | 211PGB30CT001 | 211PGB30TE/TI | BLR.FW.PUMPS CCCW O/L TEMP ELMNT/INDICTR | RMI | GIEL-TE | C | X | 202028366 |  | 000002609628 |  | ERP-MM-DC1 | 2011-12-17 | 20
HR09 | 2210-4-HR09-PGB31AA301 | 2000248382 | 211PGB31AA301 | 211PGB31PSV01 | LP CIRC.PUMP1 C.C.WATER O/L SAFETY VALVE | RMM | GMVL-RE | C | X | 202028366 |  | 000002609652 |  | ERP-MM-DC1 | 2011-12-17 | 20
HR09 | 2210-4-HR09-PGB31AA302 | 2000248390 | 211PGB31AA302 | 211PGB31PSV02 | LP CIRC.PUMP2 C.C.WATER O/L SAFETY VALVE | RMM | GMVL-RE | C | X | 202028366 |  | 000002609656 |  | ERP-MM-DC1 | 2011-12-17 | 20
HR09 | 2210-4-HR09-PGB31AA701 | 2000248398 | 211PGB31AA701 | 211PGB31AA701 | LP CIRC.PUMPS CCCW INLET VALVE | RMM | GMVLVE | B | X | 202028366 |  | 000002609660 |  | ERP-MM-DC1 | 2011-12-17 | 20
HR09 | 2210-4-HR09-PGB31AA702 | 2000248406 | 211PGB31AA702 | 211PGB31AA702 | LP CIRC.PUMPS CCCW OUTLET VALVE | RMM | GMVLVE | B | X | 202028366 |  | 000002609664 |  | ERP-MM-DC1 | 2011-12-17 | 20
HR09 | 2210-4-HR09-PGB31CF000 | 2000248414 | 211PGB31CF000 | 211PGB31FSL | LP CIRC.PUMPS CCCW O/L FLOW SWITCH | RMI | GISW-FLW | C | X | 202028366 |  | 000002609668 |  | ERP-MM-DC1 | 2011-12-17 | 20
HR09 | 2210-4-HR09-PGB31CF001 | 2000248421 | 211PGB31CF001 | 211PGB31FSL01 | LP CIRC.PUMP-1 CL.COOL.WATER FLOW SWITCH | RMI | GISW-FLW | C | X | 202028366 |  | 000002609691 |  | ERP-MM-DC1 | 2011-12-17 | 20
HR09 | 2210-4-HR09-PGB31CF002 | 2000248429 | 211PGB31CF002 | 211PGB31FSL02 | LP CIRC.PUMP-2 CL.COOL.WATER FLOW SWITCH | RMI | GISW-FLW | C | X | 202028366 |  | 000002609695 |  | ERP-MM-DC1 | 2011-12-17 | 20
HR09 | 2210-4-HR09-PGB31CT001 | 2000248437 | 211PGB31CT001 | 211PGB31TI/TW | LP CIRC.PUMPS CCCW O/L TEMP INDICATOR | RMI | GIIN-TE | C | X | 202028366 |  | 000002609699 |  | ERP-MM-DC1 | 2011-12-17 | 20
HR09 | 2210-4-HR09-PGB33AA300 | 2000248445 | 211PGB33AA300 | 211PGB33PSV | HP CIRC.PUMPS CCCW O/L SAFETY RLF.VALVE | RMM | GMVL-RE | C | X | 202028366 |  | 000002609703 |  | ERP-MM-DC1 | 2011-12-17 | 20
HR09 | 2210-4-HR09-PGB33AA301 | 2000248453 | 211PGB33AA301 | 211PGB33PSV01 | HP CIRC.PUMP1 C.C.WATER O/L SAFETY VALVE | RMM | GMVL-RE | C | X | 202028366 |  | 000002609707 |  | ERP-MM-DC1 | 2011-12-17 | 20
HR09 | 2210-4-HR09-PGB33AA302 | 2000248461 | 211PGB33AA302 | 211PGB33PSV02 | HP CIRC.PUMP2 C.C.WATER O/L SAFETY VALVE | RMM | GMVL-RE | C | X | 202028366 |  | 000002609731 |  | ERP-MM-DC1 | 2011-12-17 | 20
HR09 | 2210-4-HR09-PGB33AA701 | 2000248469 | 211PGB33AA701 | 211PGB33AA701 | HP CIRC.PUMPS CCCW INLET VALVE | RMM | GMVLVE | B | X | 202028366 |  | 000002609735 |  | ERP-MM-DC1 | 2011-12-17 | 20
HR09 | 2210-4-HR09-PGB33AA702 | 2000248477 | 211PGB33AA702 | 211PGB33AA702 | HP CIRC.PUMPS CCCW OUTLET VALVE | RMM | GMVLVE | B | X | 202028366 |  | 000002609739 |  | ERP-MM-DC1 | 2011-12-17 | 20
HR09 | 2210-4-HR09-PGB33CF001 | 2000248485 | 211PGB33CF001 | 211PGB33FSL01 | HP CIRC.PUMP-1 CL.COOL.WATER FLOW SWITCH | RMI | GISW-FLW | C | X | 202028366 |  | 000002609743 |  | ERP-MM-DC1 | 2011-12-17 | 20
HR09 | 2210-4-HR09-PGB33CF002 | 2000248493 | 211PGB33CF002 | 211PGB33FSL02 | HP CIRC.PUMP-2 CL.COOL.WATER FLOW SWITCH | RMI | GISW-FLW | C | X | 202028366 |  | 000002609747 |  | ERP-MM-DC1 | 2011-12-17 | 20
HR09 | 2210-4-HR09-PGB33CT000 | 2000248501 | 211PGB33CT000 | 211PGB33TI/TW | HP CIRC.PUMPS CCCW O/L TEMP INDICATOR | RMI | GIIN-TE | B | X | 202028366 |  | 000002609771 |  | ERP-MM-DC1 | 2011-12-17 | 20
HR09 | 2210-4-HR09-PGB36AA302 | 2000248509 | 211PGB36AA302 | 211PGB36PSV02 | ANALYSER SAELTER CCCW O/L SAFETY VALVE | RMM | GMVL-RE | C | X | 202028366 |  | 000002609775 |  | ERP-MM-DC1 | 2011-12-17 | 20
HR09 | 2210-4-HR09-PGB36CF001 | 2000248516 | 211PGB36CF001 | 211PGB36FG01 | ANALYSER SAELTER CCCW O/L FLOW INDICATOR | RMI | GIIN-FL | B | X | 202028366 |  | 000002609779 |  | ERP-MM-DC1 | 2011-12-17 | 20
HR09 | 2210-4-HR09-PGB36CT001 | 2000248524 | 211PGB36CT001 | 211PGB36TI/TW | ANALYSER SHELTR.CCCW O/L TEMP.INDICATOR | RMI | GIIN-TE | B | X | 202028366 |  | 000002609783 |  | ERP-MM-DC1 | 2011-12-17 | 20
HR09 | 2210-4-HR09-QUL00 | 2000248532 | 211QUL00 | 211QUL00 | LOCAL INSTRUMENTS - GROUPED | RMI | GIELMT | C | X | 202028366 |  | 000002609787 |  | ERP-MM-DC1 | 2011-12-17 | 20
HR09 | 2210-4-HR09-QUL00CQ | 2000248540 | 211QUL00CQ | 211QUL00CQ | ANALYSER - GROUPED | RMI | GIANLZ | C | X | 202028366 |  | 000002609811 |  | ERP-MM-DC1 | 2011-12-17 | 20
HR09 | 2210-4-HR09-QUL10AC001 | 2000248548 | 211QUL10AC001 | 211QUL10AC001 | BFW & STEAM SAMPLING ANALYZER CHILLER | RMM | GMEX-HE | C | X | 202028366 |  | 000002609815 |  | ERP-MM-DC1 | 2011-12-17 | 20
HR09 | 2210-4-HR09-QUL10BF001 | 2000248556 | 211QUL10BF001 | 211QUL10BF001 | CHILLER CHEMICAL ANALYZER | RMI | GIANLZ | C | X | 202028366 |  | 000002609819 |  | ERP-MM-DC1 | 2011-12-17 | 20
HR09 | 2210-4-HR09-QUL10BF001M | 2000248564 | 211QUL10BF001M | 211QUL10BF001 | ANALYZERS | RMI | GIANLZ | C | X | 202028366 |  | 000002609823 |  | ERP-MM-DC1 | 2011-12-17 | 20
HR09 | 2210-4-HR09-QUL35AA002 | 2000248572 | 211QUL35AA002 | 211QUL35TCV02 | SAMP.SYS.FEED WATR.THERMAL SHUT OF VALVE | RMM | GMVL-BA | B | X | 202028366 |  | 000002609827 |  | ERP-MM-DC1 | 2011-12-17 | 20
HR09 | 2210-4-HR09-QUL35AA003 | 2000248580 | 211QUL35AA003 | 211QUL35PCV03 | SAMP.SYS.FW SINK BYPASS CONTROL VALVE | RMM | GMVL-BA | B | X | 202028366 |  | 000002609851 |  | ERP-MM-DC1 | 2011-12-17 | 20
HR09 | 2210-4-HR09-QUL35AA304 | 2000248588 | 211QUL35AA304 | 211QUL35PSV04 | SAMP.SYS.FEEDWATER PR.RELIEF VALVE | RMM | GMVL-RE | B | X | 202028366 |  | 000002609855 |  | ERP-MM-DC1 | 2011-12-17 | 20
HR09 | 2210-4-HR09-QUL35AA701 | 2000248596 | 211QUL35AA701 | 211QUL35HCV01 | SAMP.SYS.FEEDWATER ISOLATION VALVE | RMM | GMVLVE | B | X | 202028366 |  | 000002609859 |  | ERP-MM-DC1 | 2011-12-17 | 20
HR09 | 2210-4-HR09-QUL35CF000 | 2000248604 | 211QUL35CF000 | 211QUL35FI | SAMP.SYS.FEED WATER FLOW INDICATORS | RMI | GIIN-FL | B | X | 202028366 |  | 000002609863 |  | ERP-MM-DC1 | 2011-12-17 | 20
HR09 | 2210-4-HR09-QUL35CP001 | 2000248612 | 211QUL35CP001 | 211QUL35PI01 | SAMPLING SYS.FEED WATER PRESS INDICATOR | RMI | GIIN-PR | B | X | 202028366 |  | 000002609867 |  | ERP-MM-DC1 | 2011-12-17 | 20
HR09 | 2210-4-HR09-QUL35CP002 | 2000248620 | 211QUL35CP002 | 211QUL35PSL02 | SAMPLING SYS.FEED WATER PRESSURE SWITCH | RMI | GISW-CN | C | X | 202028366 |  | 000002609891 |  | ERP-DLGN-EAA | 2013-03-05 | 20
HR09 | 2210-4-HR09-QUL35CQ001 | 2000248628 | 211QUL35CQ001 | 211QUL35AIT01 | CONDUCTIVITY ANALYSER | RMI | GIANLZ | B | X | 202028366 |  | 000002609895 |  | ERP-MM-DC1 | 2011-12-17 | 20
HR09 | 2210-4-HR09-QUL35CQ002 | 2000248636 | 211QUL35CQ002 | 211QUL35AIT02 | PH ANALYSER | RMI | GIANLZ | B | X | 202028366 |  | 000002609899 |  | ERP-MM-DC1 | 2011-12-17 | 20
HR09 | 2210-4-HR09-QUL35CQ003 | 2000248644 | 211QUL35CQ003 | 211QUL35AIT03 | DISSOLVED OXYGEN ANALYSER | RMI | GIANLZ | B | X | 202028366 |  | 000002609903 |  | ERP-MM-DC1 | 2011-12-17 | 20
HR09 | 2210-4-HR09-QUL35CQ004 | 2000248652 | 211QUL35CQ004 | 211QUL35AIT04 | FEED WATER HYDRAZINE ANALYSER | RMI | GIANLZ | B | X | 202028366 |  | 000002609907 |  | ERP-MM-DC1 | 2011-12-17 | 20
HR09 | 2210-4-HR09-QUL35CQ005 | 2000248660 | 211QUL35CQ005 | 211QUL35AIT05 | SILICA ANALYSER | RMI | GIANLZ | B | X | 202028366 |  | 000002609931 |  | ERP-MM-DC1 | 2011-12-17 | 20
HR09 | 2210-4-HR09-QUL35CT001 | 2000248668 | 211QUL35CT001 | 211QUL35TI01 | SAMPL.SYS.F.WATER TEMP.INDICATOR AFT.TCV | RMI | GIIN-TE | B | X | 202028366 |  | 000002609935 |  | ERP-MM-DC1 | 2011-12-17 | 20
HR09 | 2210-4-HR09-QUL35CT003 | 2000248676 | 211QUL35CT003 | 211QUL35TI03 | SAMPL.SYS.F.WATER TEMP.INDICATOR BEF.TCV | RMI | GIIN-TE | B | X | 202028366 |  | 000002609939 |  | ERP-MM-DC1 | 2011-12-17 | 20
HR09 | 2210-4-HR09-QUL40AA002 | 2000248684 | 211QUL40AA002 | 211QUL40TCV02 | SAM.SYS.HPDRUM WAT.THERMAL SHUT OF VALVE | RMM | GMVL-BA | B | X | 202028366 |  | 000002609943 |  | ERP-MM-DC1 | 2011-12-17 | 20
HR09 | 2210-4-HR09-QUL40AA003 | 2000248692 | 211QUL40AA003 | 211QUL40PCV03 | SAMP.SYS.HP DRUM WAT.SINK BYPAS.CONT.V/V | RMM | GMVL-BA | B | X | 202028366 |  | 000002609947 |  | ERP-MM-DC1 | 2011-12-17 | 20
HR09 | 2210-4-HR09-QUL40AA304 | 2000248700 | 211QUL40AA304 | 211QUL40PSV04 | SAMP. SYS.HP DRUM WAT.PR.RELIEF VALVE | RMM | GMVL-RE | C | X | 202028366 |  | 000002609971 |  | ERP-MM-DC1 | 2011-12-17 | 20
HR09 | 2210-4-HR09-QUL40AA701 | 2000248708 | 211QUL40AA701 | 211QUL40HCV01 | SAMP.SYS. HP DRUM WAT.ISOLATION VALVE | RMM | GMVLVE | B | X | 202028366 |  | 000002609975 |  | ERP-MM-DC1 | 2011-12-17 | 20
HR09 | 2210-4-HR09-QUL40CF000 | 2000248716 | 211QUL40CF000 | 211QUL40FI | SAMP.SYS.HP DRUM WATER FLOW INDICATOR | RMI | GIIN-FL | B | X | 202028366 |  | 000002609979 |  | ERP-MM-DC1 | 2011-12-17 | 20
HR09 | 2210-4-HR09-QUL40CP001 | 2000248724 | 211QUL40CP001 | 211QUL40PI01 | SAMPLG.SYS.HP DRUM WATER PRESS INDICATOR | RMI | GIIN-PR | B | X | 202028366 |  | 000002609983 |  | ERP-MM-DC1 | 2011-12-17 | 20
HR09 | 2210-4-HR09-QUL40CP002 | 2000248732 | 211QUL40CP002 | 211QUL40PSL02 | SAMPLING SYS.HPDRUM WAT.PRESSURE SWITCH | RMI | GISW-CN | C | X | 202028366 |  | 000002609987 |  | ERP-DLGN-EAA | 2013-03-05 | 20
HR09 | 2210-4-HR09-QUL40CQ001 | 2000248740 | 211QUL40CQ001 | 211QUL40AIT01 | HP DRUM CONDUCTIVITY ANALYSER | RMI | GIANLZ | B | X | 202028366 |  | 000002610011 |  | ERP-MM-DC1 | 2011-12-17 | 20
HR09 | 2210-4-HR09-QUL40CQ002 | 2000248748 | 211QUL40CQ002 | 211QUL40AIT02 | HP DRUM PH ANALYSER | RMI | GIANLZ | B | X | 202028366 |  | 000002610015 |  | ERP-MM-DC1 | 2011-12-17 | 20
HR09 | 2210-4-HR09-QUL40CQ003 | 2000248756 | 211QUL40CQ003 | 211QUL40AIT03 | HP DRUM SILICA ANALYSER | RMI | GIANLZ | B | X | 202028366 |  | 000002610019 |  | ERP-MM-DC1 | 2011-12-17 | 20
HR09 | 2210-4-HR09-QUL40CT001 | 2000248764 | 211QUL40CT001 | 211QUL40TI01 | SAM.SYS.HPDRUM WAT.TEMP INDICATR AFT.TCV | RMI | GIIN-TE | B | X | 202028366 |  | 000002610023 |  | ERP-MM-DC1 | 2011-12-17 | 20
HR09 | 2210-4-HR09-QUL40CT003 | 2000248772 | 211QUL40CT003 | 211QUL40TI03 | SAM.SYS.HPDRUM WAT.TEMP INDICATR BEF.TCV | RMI | GIIN-TE | B | X | 202028366 |  | 000002610027 |  | ERP-MM-DC1 | 2011-12-17 | 20
HR09 | 2210-4-HR09-QUL42AA002 | 2000248780 | 211QUL42AA002 | 211QUL42TCV02 | SAMP.SYS.SAT.STEAM THERMAL SHUT OF VALVE | RMM | GMVL-BA | B | X | 202028366 |  | 000002610051 |  | ERP-MM-DC1 | 2011-12-17 | 20
HR09 | 2210-4-HR09-QUL42AA003 | 2000248788 | 211QUL42AA003 | 211QUL42PCV03 | SAMP.SYS.HP DRUM SAT.STM.BYPAS.CONT.V/V | RMM | GMVL-BA | B | X | 202028366 |  | 000002610055 |  | ERP-MM-DC1 | 2011-12-17 | 20
HR09 | 2210-4-HR09-QUL42AA304 | 2000248796 | 211QUL42AA304 | 211QUL42PSV04 | SAMP.SYS.HP DRUM SAT.STM.PR.RELIEF VALVE | RMM | GMVL-RE | C | X | 202028366 |  | 000002610059 |  | ERP-MM-DC1 | 2011-12-17 | 20
HR09 | 2210-4-HR09-QUL42AA701 | 2000248804 | 211QUL42AA701 | 211QUL42HCV01 | SAMP.SYS.HP DRUM SAT.STM.ISOLATION VALVE | RMM | GMVLVE | B | X | 202028366 |  | 000002610063 |  | ERP-MM-DC1 | 2011-12-17 | 20
HR09 | 2210-4-HR09-QUL42CF000 | 2000248812 | 211QUL42CF000 | 211QUL42FI | SAMP.SYS.HP DRUM SAT.STEAM FLOW INDICATR | RMI | GIIN-FL | B | X | 202028366 |  | 000002610067 |  | ERP-MM-DC1 | 2011-12-17 | 20
HR09 | 2210-4-HR09-QUL42CP001 | 2000248820 | 211QUL42CP001 | 211QUL42PI01 | SAMPLG.SYS.SAT.STEAM PRESS.INDICATOR | RMI | GIIN-PR | B | X | 202028366 |  | 000002610091 |  | ERP-MM-DC1 | 2011-12-17 | 20
HR09 | 2210-4-HR09-QUL42CP002 | 2000248828 | 211QUL42CP002 | 211QUL42PSL02 | SAMPLING SYS.SAT.STEAM PRESSURE SWITCH | RMI | GISW-CN | C | X | 202028366 |  | 000002610095 |  | ERP-DLGN-EAA | 2013-03-05 | 20
HR09 | 2210-4-HR09-QUL42CQ001 | 2000248836 | 211QUL42CQ001 | 211QUL42AIT01 | CAT CONDUCTIVITY ANALYSER | RMI | GIANLZ | B | X | 202028366 |  | 000002610099 |  | ERP-MM-DC1 | 2011-12-17 | 20
HR09 | 2210-4-HR09-QUL42CT001 | 2000248844 | 211QUL42CT001 | 211QUL42TI01 | SAMP.SYS.SAT.STEAM TEMP.INDICATR AFT.TCV | RMI | GIIN-TE | B | X | 202028366 |  | 000002610103 |  | ERP-MM-DC1 | 2011-12-17 | 20
HR09 | 2210-4-HR09-QUL42CT003 | 2000248852 | 211QUL42CT003 | 211QUL42TI03 | SAMP.SYS.SAT.STEAM TEMP.INDICATR BEF.TCV | RMI | GIIN-TE | B | X | 202028366 |  | 000002610107 |  | ERP-MM-DC1 | 2011-12-17 | 20
HR09 | 2210-4-HR09-SMT01AE001 | 2000248860 | 211SMT01AE001 | 211SMT01AE001 | HOIST | RMM | GMHOST | C | X | 202028366 |  | 000002610131 |  | ERP-MM-DC1 | 2011-12-17 | 20
HR09 | 2210-4-HR09-SMT01AE001-M01 | 2000248868 | 211SMT01AE001-M01 | 211SMT01AE001M1 | HOIST MOTOR | RME | GEMOTR | C | X | 202028366 |  | 000002610135 |  | ERP-MM-DC1 | 2011-12-17 | 20
HR09 | 2210-4-HR09-UHA43GP | 2000248876 | 211UHA43GP | 211UHA43GP | CHIMNEY AIRCRAFT WARNING LIGHTS | RME | GEPA-LG | C | X | 202028366 |  | 000002610139 |  | ERP-MM-DC1 | 2011-12-17 | 20
HR09 | 2210-4-HR09-UMA10BF001 | 2000248884 | 211UMA10BF001 | 211UMD10BF001 | SEALING AIR FAN SKID STRUCTURE |  | GCBUILD | C | X | 202028366 |  | 000002610143 |  | ERP-MM-DC1 | 2011-12-17 | 20
HR10 | 2210-4-HR10-HAC00AC001 | 2000248892 | 212HAC00AC001 | 212HBA00BF001-3 | HP ECONOMIZER/MODULE (3) | RMM | GMECMZ | C | X | 202028366 |  | 000002610147 |  | ERP-MM-DC1 | 2011-12-17 | 20
HR10 | 2210-4-HR10-HAC50AA001 | 2000248900 | 212HAC50AA001 | 212HAC50AA001 | HP FEEDWATER C.V. INLT ISOL VALVE | RMM | GMVL-MO | B | X | 202028366 |  | 000002610171 |  | ERP-MM-DC1 | 2011-12-17 | 20
HR10 | 2210-4-HR10-HAC50AA001-M01 | 2000248908 | 212HAC50AA001-M01 | 212HAC50XV01 | MOTOR FOR HPFW CV I/L VALVE | RME | GEMOTR | B | X | 202028366 |  | 000002610175 |  | ERP-MM-DC1 | 2011-12-17 | 20
HR10 | 2210-4-HR10-HAC50AA002 | 2000248916 | 212HAC50AA002 | 212HAC50FV01 | HP FEEDWATER FLOW CONTROL VALVE | RMM | GMVL-BA | B | X | 202028366 |  | 000002610179 |  | ERP-MM-DC1 | 2011-12-17 | 20
HR10 | 2210-4-HR10-HAC50AA003 | 2000248924 | 212HAC50AA003 | 212HAC50AA003 | HP FEEDWATER C.V. OUTLET ISOL VALVE | RMM | GMVL-MO | B | X | 202028366 |  | 000002610183 |  | ERP-MM-DC1 | 2011-12-17 | 20
HR10 | 2210-4-HR10-HAC50AA003-M01 | 2000248932 | 212HAC50AA003-M01 | 212HAC50XV02 | MOTOR FOR HPFW CV O/L VALVE | RME | GEMOTR | B | X | 202028366 |  | 000002610187 |  | ERP-MM-DC1 | 2011-12-17 | 20
HR10 | 2210-4-HR10-HAC50AA004 | 2000248940 | 212HAC50AA004 | 212HAC50AA004 | HP FEEDWATER C.V. BYPASS VALVE | RMM | GMVL-MO | B | X | 202028366 |  | 000002610211 |  | ERP-MM-DC1 | 2011-12-17 | 20
HR10 | 2210-4-HR10-HAC50AA004-M01 | 2000248948 | 212HAC50AA004-M01 | 212HAC50XV03 | MOTOR FOR HPFW CV BYPASS VALVE | RME | GEMOTR | B | X | 202028366 |  | 000002610215 |  | ERP-MM-DC1 | 2011-12-17 | 20
HR10 | 2210-4-HR10-HAC50AA301 | 2000248956 | 212HAC50AA301 | 212HAC50AA301 | HP FEEDWATER PRESS.INDICATOR ISOL.VALVE | RMM | GMVLVE | B | X | 202028366 |  | 000002610219 |  | ERP-MM-DC1 | 2011-12-17 | 20
HR10 | 2210-4-HR10-HAC50AA302 | 2000248964 | 212HAC50AA302 | 212HAC50AA302 | HP FEEDWATER PRESS.INDICATOR ISOL.VALVE | RMM | GMVLVE | B | X | 202028366 |  | 000002610223 |  | ERP-MM-DC1 | 2011-12-17 | 20
HR10 | 2210-4-HR10-HAC50AA401 | 2000248972 | 212HAC50AA401 | 212HAC50AA401 | HP FEEDWATER DRAIN GLOBE VALVE/T-TYPE | RMM | GMVLVE | B | X | 202028366 |  | 000002610227 |  | ERP-MM-DC1 | 2011-12-17 | 20
HR10 | 2210-4-HR10-HAC50AA402 | 2000248980 | 212HAC50AA402 | 212HAC50AA402 | HP FEEDWATER DRAIN GLOBE VALVE/T-TYPE | RMM | GMVLVE | B | X | 202028366 |  | 000002610251 |  | ERP-MM-DC1 | 2011-12-17 | 20
HR10 | 2210-4-HR10-HAC50AA403 | 2000248988 | 212HAC50AA403 | 212HAC50AA403 | HP FEEDWATER DRAIN GLOBE VALVE/T-TYPE | RMM | GMVLVE | B | X | 202028366 |  | 000002610255 |  | ERP-MM-DC1 | 2011-12-17 | 20
HR10 | 2210-4-HR10-HAC50AA404 | 2000248996 | 212HAC50AA404 | 212HAC50AA404 | HP FEEDWATER DRAIN GLOBE VALVE/T-TYPE | RMM | GMVLVE | B | X | 202028366 |  | 000002610259 |  | ERP-MM-DC1 | 2011-12-17 | 20
HR10 | 2210-4-HR10-HAC50AA405 | 2000249004 | 212HAC50AA405 | 212HAC50AA405 | HP FEEDWATER DRAIN GLOBE VALVE/T-TYPE | RMM | GMVLVE | B | X | 202028366 |  | 000002610263 |  | ERP-MM-DC1 | 2011-12-17 | 20
HR10 | 2210-4-HR10-HAC50AA406 | 2000249012 | 212HAC50AA406 | 212HAC50AA406 | HP FEEDWATER DRAIN GLOBE VALVE/T-TYPE | RMM | GMVLVE | B | X | 202028366 |  | 000002610267 |  | ERP-MM-DC1 | 2011-12-17 | 20
HR10 | 2210-4-HR10-HAC50AA501 | 2000249020 | 212HAC50AA501 | 212HAC50AA501 | HP ECO VENT GLOBE VALVE/Y-TYPE | RMM | GMVLVE | B | X | 202028366 |  | 000002610291 |  | ERP-MM-DC1 | 2011-12-17 | 20
HR10 | 2210-4-HR10-HAC50AA502 | 2000249028 | 212HAC50AA502 | 212HAC50AA502 | HP ECO VENT GLOBE VALVE/Y-TYPE | RMM | GMVLVE | B | X | 202028366 |  | 000002610295 |  | ERP-MM-DC1 | 2011-12-17 | 20
HR10 | 2210-4-HR10-HAC50CF000 | 2000249036 | 212HAC50CF000 | 212HAC50FV01 | CONTROL VALVE | RMM | GMVL-BA | B | X | 202028366 |  | 000002610299 |  | ERP-MM-DC1 | 2011-12-17 | 20
HR10 | 2210-4-HR10-HAC50CP001 | 2000249044 | 212HAC50CP001 | 212HAC50PT01 | HP.FW.TO STM.DRUM PRESS.TRANSMITTER | RMI | GIXM-DP | C | X | 202028366 |  | 000002610303 |  | ERP-MM-DC1 | 2011-12-17 | 20
HR10 | 2210-4-HR10-HAC50CT001 | 2000249052 | 212HAC50CT001 | 212HAC50CT001 | HP FW TEMP.ELEMENT BEFORE FCV | RMI | GIEL-TE | C | X | 202028366 |  | 000002610307 |  | ERP-MM-DC1 | 2011-12-17 | 20
HR10 | 2210-4-HR10-HAD00 | 2000249060 | 212HAD00 | 212HAD00 | LOCAL INDICATORS | RMI | GIINDC | C | X | 202028366 |  | 000002610331 |  | ERP-MM-DC1 | 2011-12-17 | 20
HR10 | 2210-4-HR10-HAD00AC001 | 2000249068 | 212HAD00AC001 | 212HBA00BF001-2 | HP EVAPORATOR/MODULE (2) | RMM | GMEVPR | C | X | 202028366 |  | 000002610335 |  | ERP-MM-DC1 | 2011-12-17 | 20
HR10 | 2210-4-HR10-HAD00AC002 | 2000249076 | 212HAD00AC002 | 212HBA00BF001-4 | LP EVAPORATOR MODULE (4) | RMM | GMEVPR | C | X | 202028366 |  | 000002610339 |  | ERP-MM-DC1 | 2011-12-17 | 20
HR10 | 2210-4-HR10-HAD00CT000 | 2000249084 | 212HAD00CT000 | 212HAD00CT000 | TEMP ELEMENTS | RMI | GIEL-TE | C | X | 202028366 |  | 000002610343 |  | ERP-MM-DC1 | 2011-12-17 | 20
HR10 | 2210-4-HR10-HAD10AA | 2000249092 | 212HAD10AA | 212HAD10AA | HRSG-1 LP DRUM VALVES GROUP-1 | RMM | GMVLVE | C | X | 202028366 |  | 000002610347 |  | ERP-MM-DC1 | 2011-12-17 | 20
HR10 | 2210-4-HR10-HAD10AA191 | 2000249100 | 212HAD10AA191 | 212HAD10PSV01 | LP ST DRUM SAFETY RELIEF VALVE-A | RMM | GMVL-RE | C | X | 202028366 |  | 000002610371 |  | ERP-MM-DC1 | 2011-12-17 | 20
HR10 | 2210-4-HR10-HAD10AA192 | 2000249108 | 212HAD10AA192 | 212HAD10PSV02 | LP ST DRUM SAFETY RELIEF VALVE-B | RMM | GMVL-RE | C | X | 202028366 |  | 000002610375 |  | ERP-MM-DC1 | 2011-12-17 | 20
HR10 | 2210-4-HR10-HAD10AA193 | 2000249116 | 212HAD10AA193 | 212HAD10AA193 | LP ST DRUM VACUUM VALVE | RMM | GMVL-RE | C | X | 202028366 |  | 000002610379 |  | ERP-MM-DC1 | 2011-12-17 | 20
HR10 | 2210-4-HR10-HAD10AA301 | 2000249123 | 212HAD10AA301 | 212HAD10AA301 | LP ST DRUM LEVEL INDICATOR ISOL. VALVE | RMM | GMVLVE | B | X | 202028366 |  | 000002610382 |  | ERP-MM-DC1 | 2011-12-17 | 20
HR10 | 2210-4-HR10-HAD10AA302 | 2000249131 | 212HAD10AA302 | 212HAD10AA302 | LP ST DRUM LEVEL INDICATOR ISOL. VALVE | RMM | GMVLVE | B | X | 202028366 |  | 000002610386 |  | ERP-MM-DC1 | 2011-12-17 | 20
HR10 | 2210-4-HR10-HAD10AA303 | 2000249139 | 212HAD10AA303 | 212HAD10AA303 | LP ST DRUM LEVEL INDICATOR ISOL. VALVE | RMM | GMVLVE | B | X | 202028366 |  | 000002610390 |  | ERP-MM-DC1 | 2011-12-17 | 20
HR10 | 2210-4-HR10-HAD10AA304 | 2000249147 | 212HAD10AA304 | 212HAD10AA304 | LP ST DRUM LEVEL INDICATOR ISOL. VALVE | RMM | GMVLVE | B | X | 202028366 |  | 000002610414 |  | ERP-MM-DC1 | 2011-12-17 | 20
HR10 | 2210-4-HR10-HAD10AA305 | 2000249155 | 212HAD10AA305 | 212HAD10AA305 | LP ST DRUM LEVEL INDICATOR ISOL. VALVE | RMM | GMVLVE | B | X | 202028366 |  | 000002610418 |  | ERP-MM-DC1 | 2011-12-17 | 20
HR10 | 2210-4-HR10-HAD10AA306 | 2000249163 | 212HAD10AA306 | 212HAD10AA306 | LP ST DRUM LEVEL INDICATOR ISOL. VALVE | RMM | GMVLVE | B | X | 202028366 |  | 000002610422 |  | ERP-MM-DC1 | 2011-12-17 | 20
HR10 | 2210-4-HR10-HAD10AA307 | 2000249171 | 212HAD10AA307 | 212HAD10AA307 | LP ST DRUM LEVEL INDICATOR ISOL. VALVE | RMM | GMVLVE | B | X | 202028366 |  | 000002610426 |  | ERP-MM-DC1 | 2011-12-17 | 20
HR10 | 2210-4-HR10-HAD10AA308 | 2000249179 | 212HAD10AA308 | 212HAD10AA308 | LP ST DRUM LEVEL INDICATOR ISOL. VALVE | RMM | GMVLVE | B | X | 202028366 |  | 000002610430 |  | ERP-MM-DC1 | 2011-12-17 | 20
HR10 | 2210-4-HR10-HAD10AA309 | 2000249187 | 212HAD10AA309 | 212HAD10AA309 | LP ST DRUM LEVEL TRANSMITTER ISOL. VALVE | RMM | GMVLVE | C | X | 202028366 |  | 000002610454 |  | ERP-MM-DC1 | 2011-12-17 | 20
HR10 | 2210-4-HR10-HAD10AA310 | 2000249195 | 212HAD10AA310 | 212HAD10AA310 | LP ST DRUM LEVEL TRANSMITTER ISOL. VALVE | RMM | GMVLVE | C | X | 202028366 |  | 000002610458 |  | ERP-MM-DC1 | 2011-12-17 | 20
HR10 | 2210-4-HR10-HAD10AA311 | 2000249203 | 212HAD10AA311 | 212HAD10AA311 | LP ST DRUM LEVEL TRANSMITTER ISOL. VALVE | RMM | GMVLVE | C | X | 202028366 |  | 000002610462 |  | ERP-MM-DC1 | 2011-12-17 | 20
HR10 | 2210-4-HR10-HAD10AA312 | 2000249211 | 212HAD10AA312 | 212HAD10AA312 | LP ST DRUM LEVEL TRANSMITTER ISOL. VALVE | RMM | GMVLVE | C | X | 202028366 |  | 000002610466 |  | ERP-MM-DC1 | 2011-12-17 | 20
HR10 | 2210-4-HR10-HAD10AA313 | 2000249219 | 212HAD10AA313 | 212HAD10AA313 | LP ST DRUM LEVEL TRANSMITTER ISOL. VALVE | RMM | GMVLVE | C | X | 202028366 |  | 000002610470 |  | ERP-MM-DC1 | 2011-12-17 | 20
HR10 | 2210-4-HR10-HAD10AA314 | 2000249227 | 212HAD10AA314 | 212HAD10AA314 | LP ST DRUM LEVEL TRANSMITTER ISOL. VALVE | RMM | GMVLVE | C | X | 202028366 |  | 000002610494 |  | ERP-MM-DC1 | 2011-12-17 | 20
HR10 | 2210-4-HR10-HAD10AA315 | 2000249235 | 212HAD10AA315 | 212HAD10AA315 | LP ST DRUM LEVEL TRANSMITTER ISOL. VALVE | RMM | GMVLVE | C | X | 202028366 |  | 000002610498 |  | ERP-MM-DC1 | 2011-12-17 | 20
HR10 | 2210-4-HR10-HAD10AA316 | 2000249243 | 212HAD10AA316 | 212HAD10AA316 | LP ST DRUM LEVEL TRANSMITTER ISOL. VALVE | RMM | GMVLVE | C | X | 202028366 |  | 000002610502 |  | ERP-MM-DC1 | 2011-12-17 | 20
HR10 | 2210-4-HR10-HAD10AA317 | 2000249251 | 212HAD10AA317 | 212HAD10AA317 | LP ST DRUM LEVEL TRANSMITTER ISOL. VALVE | RMM | GMVLVE | C | X | 202028366 |  | 000002610506 |  | ERP-MM-DC1 | 2011-12-17 | 20
HR10 | 2210-4-HR10-HAD10AA318 | 2000249259 | 212HAD10AA318 | 212HAD10AA318 | LP ST DRUM LEVEL TRANSMITTER ISOL. VALVE | RMM | GMVLVE | C | X | 202028366 |  | 000002610510 |  | ERP-MM-DC1 | 2011-12-17 | 20
HR10 | 2210-4-HR10-HAD10AA319 | 2000249267 | 212HAD10AA319 | 212HAD10AA319 | LP ST DRUM LEVEL TRANSMITTER ISOL. VALVE | RMM | GMVLVE | C | X | 202028366 |  | 000002610534 |  | ERP-MM-DC1 | 2011-12-17 | 20
HR10 | 2210-4-HR10-HAD10AA320 | 2000249275 | 212HAD10AA320 | 212HAD10AA320 | LP ST DRUM LEVEL TRANSMITTER ISOL. VALVE | RMM | GMVLVE | C | X | 202028366 |  | 000002610538 |  | ERP-MM-DC1 | 2011-12-17 | 20
HR10 | 2210-4-HR10-HAD10AA321 | 2000249283 | 212HAD10AA321 | 212HAD10AA321 | LP ST DRUM LEVEL TRANSMITTER ISOL. VALVE | RMM | GMVLVE | C | X | 202028366 |  | 000002610542 |  | ERP-MM-DC1 | 2011-12-17 | 20
HR10 | 2210-4-HR10-HAD10AA322 | 2000249291 | 212HAD10AA322 | 212HAD10AA322 | LP ST DRUM LEVEL TRANSMITTER ISOL. VALVE | RMM | GMVLVE | C | X | 202028366 |  | 000002610546 |  | ERP-MM-DC1 | 2011-12-17 | 20
HR10 | 2210-4-HR10-HAD10AA323 | 2000249299 | 212HAD10AA323 | 212HAD10AA323 | LP ST DRUM LEVEL TRANSMITTER ISOL. VALVE | RMM | GMVLVE | C | X | 202028366 |  | 000002610550 |  | ERP-MM-DC1 | 2011-12-17 | 20
HR10 | 2210-4-HR10-HAD10AA324 | 2000249307 | 212HAD10AA324 | 212HAD10AA324 | LP ST DRUM LEVEL TRANSMITTER ISOL. VALVE | RMM | GMVLVE | C | X | 202028366 |  | 000002610574 |  | ERP-MM-DC1 | 2011-12-17 | 20
HR10 | 2210-4-HR10-HAD10AA325 | 2000249315 | 212HAD10AA325 | 212HAD10AA325 | LP ST DRUM PRESS. INDICATOR ISOL. VALVE | RMM | GMVLVE | B | X | 202028366 |  | 000002610578 |  | ERP-MM-DC1 | 2011-12-17 | 20
HR10 | 2210-4-HR10-HAD10AA326 | 2000249323 | 212HAD10AA326 | 212HAD10AA326 | LP ST DRUM PRESS. INDICATOR ISOL. VALVE | RMM | GMVLVE | B | X | 202028366 |  | 000002610582 |  | ERP-MM-DC1 | 2011-12-17 | 20
HR10 | 2210-4-HR10-HAD10AA327 | 2000249331 | 212HAD10AA327 | 212HAD10AA327 | LP ST DRUM PRESS. INDICATOR ISOL. VALVE | RMM | GMVLVE | B | X | 202028366 |  | 000002610586 |  | ERP-MM-DC1 | 2011-12-17 | 20
HR10 | 2210-4-HR10-HAD10AA328 | 2000249339 | 212HAD10AA328 | 212HAD10AA328 | LP ST DRUM PRESS. INDICATOR ISOL. VALVE | RMM | GMVLVE | B | X | 202028366 |  | 000002610590 |  | ERP-MM-DC1 | 2011-12-17 | 20
HR10 | 2210-4-HR10-HAD10AA329 | 2000249347 | 212HAD10AA329 | 212HAD10AA329 | LP ST DRUM PRESS. INDICATOR ISOL. VALVE | RMM | GMVLVE | B | X | 202028366 |  | 000002610614 |  | ERP-MM-DC1 | 2011-12-17 | 20
HR10 | 2210-4-HR10-HAD10AA330 | 2000249355 | 212HAD10AA330 | 212HAD10AA330 | LP ST DRUM PRESS. INDICATOR ISOL. VALVE | RMM | GMVLVE | B | X | 202028366 |  | 000002610618 |  | ERP-MM-DC1 | 2011-12-17 | 20
HR10 | 2210-4-HR10-HAD10AA331 | 2000249363 | 212HAD10AA331 | 212HAD10AA331 | LP ST DRUM PRESS. INDICATOR ISOL. VALVE | RMM | GMVLVE | B | X | 202028366 |  | 000002610622 |  | ERP-MM-DC1 | 2011-12-17 | 20
HR10 | 2210-4-HR10-HAD10AA332 | 2000249371 | 212HAD10AA332 | 212HAD10AA332 | LP ST DRUM PRESS. INDICATOR ISOL. VALVE | RMM | GMVLVE | B | X | 202028366 |  | 000002610626 |  | ERP-MM-DC1 | 2011-12-17 | 20
HR10 | 2210-4-HR10-HAD10AA401 | 2000249379 | 212HAD10AA401 | 212HAD10AA401 | LP ST DRUM INTERM.BLOWDOWN ISOL.VALVE | RMM | GMVL-MO | C | X | 202028366 |  | 000002610630 |  | ERP-MM-DC1 | 2011-12-17 | 20
HR10 | 2210-4-HR10-HAD10AA402 | 2000249387 | 212HAD10AA402 | 212HAD10AA402 | LP ST DRUM INTERM.BLOWDOWN ISOL.VALVE | RMM | GMVLVE | B | X | 202028366 |  | 000002610654 |  | ERP-MM-DC1 | 2011-12-17 | 20
HR10 | 2210-4-HR10-HAD10AA403 | 2000249395 | 212HAD10AA403 | 212HAD10AA403 | LP ST DRUM LEV.INDICATOR DRAIN VALVE | RMM | GMVLVE | B | X | 202028366 |  | 000002610658 |  | ERP-MM-DC1 | 2011-12-17 | 20
HR10 | 2210-4-HR10-HAD10AA404 | 2000249403 | 212HAD10AA404 | 212HAD10AA404 | LP ST DRUM LEV.INDICATOR DRAIN VALVE | RMM | GMVLVE | B | X | 202028366 |  | 000002610662 |  | ERP-MM-DC1 | 2011-12-17 | 20
HR10 | 2210-4-HR10-HAD10AA405 | 2000249411 | 212HAD10AA405 | 212HAD10AA405 | LP ST DRUM LEV.INDICATOR DRAIN VALVE | RMM | GMVLVE | B | X | 202028366 |  | 000002610666 |  | ERP-MM-DC1 | 2011-12-17 | 20
HR10 | 2210-4-HR10-HAD10AA406 | 2000249419 | 212HAD10AA406 | 212HAD10AA406 | LP ST DRUM LEV.INDICATOR DRAIN VALVE | RMM | GMVLVE | B | X | 202028366 |  | 000002610670 |  | ERP-MM-DC1 | 2011-12-17 | 20
HR10 | 2210-4-HR10-HAD10AA407 | 2000249427 | 212HAD10AA407 | 212HAD10AA407 | LP ST DRUM LEV.INDICATOR DRAIN VALVE | RMM | GMVLVE | B | X | 202028366 |  | 000002610694 |  | ERP-MM-DC1 | 2011-12-17 | 20
HR10 | 2210-4-HR10-HAD10AA408 | 2000249435 | 212HAD10AA408 | 212HAD10AA408 | LP ST DRUM LEV.INDICATOR DRAIN VALVE | RMM | GMVLVE | B | X | 202028366 |  | 000002610698 |  | ERP-MM-DC1 | 2011-12-17 | 20
HR10 | 2210-4-HR10-HAD10AA501 | 2000249443 | 212HAD10AA501 | 212HAD10AA501 | LP DRUM RISER (BC002) VENT VALVE | RMM | GMVLVE | B | X | 202028366 |  | 000002610702 |  | ERP-MM-DC1 | 2011-12-17 | 20
HR10 | 2210-4-HR10-HAD10AA502 | 2000249451 | 212HAD10AA502 | 212HAD10AA502 | LP DRUM RISER (BC002) VENT VALVE/T-TYPE | RMM | GMVLVE | B | X | 202028366 |  | 000002610706 |  | ERP-MM-DC1 | 2011-12-17 | 20
HR10 | 2210-4-HR10-HAD10AA503 | 2000249459 | 212HAD10AA503 | 212HAD10AA503 | LP RISER VENT VALVE | RMM | GMVLVE | B | X | 202028366 |  | 000002610710 |  | ERP-MM-DC1 | 2011-12-17 | 20
HR10 | 2210-4-HR10-HAD10AA504 | 2000249468 | 212HAD10AA504 | 212HAD10AA504 | LP RISER VENT VALVE/T-TYPE | RMM | GMVLVE | B | X | 202028366 |  | 000002610734 |  | ERP-MM-DC1 | 2011-12-17 | 20
HR10 | 2210-4-HR10-HAD10AA505 | 2000249476 | 212HAD10AA505 | 212HAD10AA505 | LP ST DRUM LEV.INDICATOR VENT VALVE | RMM | GMVLVE | B | X | 202028366 |  | 000002610738 |  | ERP-MM-DC1 | 2011-12-17 | 20
HR10 | 2210-4-HR10-HAD10AA506 | 2000249484 | 212HAD10AA506 | 212HAD10AA506 | LP ST DRUM LEV.INDICATOR VENT VALVE | RMM | GMVLVE | B | X | 202028366 |  | 000002610742 |  | ERP-MM-DC1 | 2011-12-17 | 20
HR10 | 2210-4-HR10-HAD10AA507 | 2000249492 | 212HAD10AA507 | 212HAD10AA507 | LP ST DRUM LEV.INDICATOR VENT VALVE | RMM | GMVLVE | B | X | 202028366 |  | 000002610746 |  | ERP-MM-DC1 | 2011-12-17 | 20
HR10 | 2210-4-HR10-HAD10AA508 | 2000249500 | 212HAD10AA508 | 212HAD10AA508 | LP ST DRUM LEV.INDICATOR VENT VALVE | RMM | GMVLVE | B | X | 202028366 |  | 000002610750 |  | ERP-MM-DC1 | 2011-12-17 | 20
HR10 | 2210-4-HR10-HAD10AA509 | 2000249508 | 212HAD10AA509 | 212HAD10AA509 | LP ST DRUM LEV.TRNSMTR.VENT VALVE | RMM | GMVLVE | C | X | 202028366 |  | 000002610774 |  | ERP-MM-DC1 | 2011-12-17 | 20
HR10 | 2210-4-HR10-HAD10AA510 | 2000249516 | 212HAD10AA510 | 212HAD10AA510 | LP ST DRUM LEV.TRNSMTR.VENT VALVE | RMM | GMVLVE | C | X | 202028366 |  | 000002610778 |  | ERP-MM-DC1 | 2011-12-17 | 20
HR10 | 2210-4-HR10-HAD10AA511 | 2000249524 | 212HAD10AA511 | 212HAD10AA511 | LP ST DRUM LEV.TRNSMTR.VENT VALVE | RMM | GMVLVE | C | X | 202028366 |  | 000002610782 |  | ERP-MM-DC1 | 2011-12-17 | 20
HR10 | 2210-4-HR10-HAD10AA512 | 2000249532 | 212HAD10AA512 | 212HAD10AA512 | LP ST DRUM LEV.TRNSMTR.VENT VALVE | RMM | GMVLVE | C | X | 202028366 |  | 000002610786 |  | ERP-MM-DC1 | 2011-12-17 | 20
HR10 | 2210-4-HR10-HAD10AA513 | 2000249540 | 212HAD10AA513 | 212HAD10AA513 | LP ST DRUM LEV.TRNSMTR.VENT VALVE | RMM | GMVLVE | C | X | 202028366 |  | 000002610790 |  | ERP-MM-DC1 | 2011-12-17 | 20
HR10 | 2210-4-HR10-HAD10AA514 | 2000249548 | 212HAD10AA514 | 212HAD10AA514 | LP ST DRUM LEV.TRNSMTR.VENT VALVE | RMM | GMVLVE | C | X | 202028366 |  | 000002610814 |  | ERP-MM-DC1 | 2011-12-17 | 20
HR10 | 2210-4-HR10-HAD10AA515 | 2000249556 | 212HAD10AA515 | 212HAD10AA515 | LP ST DRUM LEV.TRNSMTR.VENT VALVE | RMM | GMVLVE | C | X | 202028366 |  | 000002610818 |  | ERP-MM-DC1 | 2011-12-17 | 20
HR10 | 2210-4-HR10-HAD10AA516 | 2000249564 | 212HAD10AA516 | 212HAD10AA516 | LP ST DRUM LEV.TRNSMTR.VENT VALVE | RMM | GMVLVE | C | X | 202028366 |  | 000002610822 |  | ERP-MM-DC1 | 2011-12-17 | 20
HR10 | 2210-4-HR10-HAD10BB001 | 2000249572 | 212HAD10BB001 | 212HAD10BB001 | LP STEAM DRUM | RMM | GMDRUM | C | X | 202028366 |  | 000002610826 |  | ERP-MM-DC1 | 2011-12-17 | 20
HR10 | 2210-4-HR10-HAD10BS001 | 2000249580 | 212HAD10BS001 | 212HAD10BS001 | PSV SILENCER, LP/DA SATURATED STEAM | RMM | GMSLNR | C | X | 202028366 |  | 000002610830 |  | ERP-MM-DC1 | 2011-12-17 | 20
HR10 | 2210-4-HR10-HAD10BS002 | 2000249588 | 212HAD10BS002 | 212HAD10BS002 | PSV SILENCER, LP/DA SATURATED STEAM | RMM | GMSLNR | C | X | 202028366 |  | 000002610854 |  | ERP-MM-DC1 | 2011-12-17 | 20
HR10 | 2210-4-HR10-HAD10CL001 | 2000249596 | 212HAD10CL001 | 212HAD10LT3A | LP STEAM DRUM LEVEL TRANSMITTER | RMI | GIXM-LC | C | X | 202028366 |  | 000002610858 |  | ERP-MM-DC1 | 2011-12-17 | 20
HR10 | 2210-4-HR10-HAD10CL002 | 2000249604 | 212HAD10CL002 | 212HAD10LT3B | LP STEAM DRUM LEVEL TRANSMITTER | RMI | GIXM-LC | C | X | 202028366 |  | 000002610862 |  | ERP-MM-DC1 | 2011-12-17 | 20
HR10 | 2210-4-HR10-HAD10CL003 | 2000249612 | 212HAD10CL003 | 212HAD10LT3C | LP STEAM DRUM LEVEL TRANSMITTER | RMI | GIXM-LC | C | X | 202028366 |  | 000002610866 |  | ERP-MM-DC1 | 2011-12-17 | 20
HR10 | 2210-4-HR10-HAD10CL501 | 2000249620 | 212HAD10CL501 | 212HAD10CL501 | LP DRUM LEVEL GAUGE | RMI | GIIN-LV | B | X | 202028366 |  | 000002610870 |  | ERP-MM-DC1 | 2011-12-17 | 20
HR10 | 2210-4-HR10-HAD10CL502 | 2000249628 | 212HAD10CL502 | 212HAD10CL502 | LP DRUM LEVEL GAUGE | RMI | GIIN-LV | B | X | 202028366 |  | 000002610894 |  | ERP-MM-DC1 | 2011-12-17 | 20
HR10 | 2210-4-HR10-HAD10CL503 | 2000249636 | 212HAD10CL503 | 212HAD10CL503 | LP DRUM HYDRASTER LEVEL GAUGE | RMI | GIIN-LV | B | X | 202028366 |  | 000002610898 |  | ERP-MM-DC1 | 2011-12-17 | 20
HR10 | 2210-4-HR10-HAD10CP001 | 2000249644 | 212HAD10CP001 | 212HAD10PT3A | LP STEAM DRUM PRESSURE TRANSMITTER | RMI | GIXM-DP | C | X | 202028366 |  | 000002610902 |  | ERP-MM-DC1 | 2011-12-17 | 20
HR10 | 2210-4-HR10-HAD10CP002 | 2000249652 | 212HAD10CP002 | 212HAD10PT3B | LP STEAM DRUM PRESSURE TRANSMITTER | RMI | GIXM-DP | C | X | 202028366 |  | 000002610906 |  | ERP-MM-DC1 | 2011-12-17 | 20
HR10 | 2210-4-HR10-HAD10CP003 | 2000249660 | 212HAD10CP003 | 212HAD10PI3C | LP STEAM DRUM PRESSURE TRANSMITTER | RMI | GIXM-DP | C | X | 202028366 |  | 000002610910 |  | ERP-MM-DC1 | 2011-12-17 | 20
HR10 | 2210-4-HR10-HAD10CP501 | 2000249668 | 212HAD10CP501 | 212HAD10CP501 | LP STEAM DRUM PRESSURE INDICATOR | RMI | GIIN-PR | C | X | 202028366 |  | 000002610934 |  | ERP-MM-DC1 | 2011-12-17 | 20
HR10 | 2210-4-HR10-HAD10CT001 | 2000249676 | 212HAD10CT001 | 212HAD10TE01 | LP STEAM DRUM TEMPERATURE ELEMENT | RMI | GIEL-TE | C | X | 202028366 |  | 000002610938 |  | ERP-MM-DC1 | 2011-12-17 | 20
HR10 | 2210-4-HR10-HAD10CT401 | 2000249684 | 212HAD10CT401 | 212HAD10CT401 | LP ST.DRUM RISER TEMP.TEST POCKET | RMI | GITHRW | C | X | 202028366 |  | 000002610942 |  | ERP-MM-DC1 | 2011-12-17 | 20
HR10 | 2210-4-HR10-HAD10GH001 | 2000249692 | 212HAD10GH001 | 212HAD10LT04 | LP/DA HYDRASTEP COTNROL UNIT | RMI | GICTLR | C | X | 202028366 |  | 000002610946 |  | ERP-MM-DC1 | 2011-12-17 | 20
HR10 | 2210-4-HR10-HAD50AA191 | 2000249700 | 212HAD50AA191 | 212HAD50AA191 | HP ST.DRUM SAFETY VALVE | RMM | GMVL-RE | C | X | 202028366 |  | 000002610950 |  | ERP-MM-DC1 | 2011-12-17 | 20
HR10 | 2210-4-HR10-HAD50AA192 | 2000249708 | 212HAD50AA192 | 212HAD50AA192 | HP ST.DRUM SA-V SAFETY VALVE | RMM | GMVL-RE | C | X | 202028366 |  | 000002610974 |  | ERP-MM-DC1 | 2011-12-17 | 20
HR10 | 2210-4-HR10-HAD50AA301 | 2000249716 | 212HAD50AA301 | 212HAD50AA301 | HP ST.DRUM LEV.INDICATOR ISOL.VALVE | RMM | GMVLVE | B | X | 202028366 |  | 000002610978 |  | ERP-MM-DC1 | 2011-12-17 | 20
HR10 | 2210-4-HR10-HAD50AA302 | 2000249724 | 212HAD50AA302 | 212HAD50AA302 | HP ST.DRUM LEV.INDICATOR ISOL.VALVE | RMM | GMVLVE | B | X | 202028366 |  | 000002610982 |  | ERP-MM-DC1 | 2011-12-17 | 20
HR10 | 2210-4-HR10-HAD50AA303 | 2000249732 | 212HAD50AA303 | 212HAD50AA303 | HP ST.DRUM LEV.INDICATOR ISOL.VALVE | RMM | GMVLVE | B | X | 202028366 |  | 000002610986 |  | ERP-MM-DC1 | 2011-12-17 | 20
HR10 | 2210-4-HR10-HAD50AA304 | 2000249740 | 212HAD50AA304 | 212HAD50AA304 | HP ST.DRUM LEV.INDICATOR ISOL.VALVE | RMM | GMVLVE | B | X | 202028366 |  | 000002610990 |  | ERP-MM-DC1 | 2011-12-17 | 20
HR10 | 2210-4-HR10-HAD50AA305 | 2000249748 | 212HAD50AA305 | 212HAD50AA305 | HP ST.DRUM LEV.INDICATOR ISOL.VALVE | RMM | GMVLVE | B | X | 202028366 |  | 000002611014 |  | ERP-MM-DC1 | 2011-12-17 | 20
HR10 | 2210-4-HR10-HAD50AA306 | 2000249756 | 212HAD50AA306 | 212HAD50AA306 | HP ST.DRUM LEV.INDICATOR ISOL.VALVE | RMM | GMVLVE | B | X | 202028366 |  | 000002611018 |  | ERP-MM-DC1 | 2011-12-17 | 20
HR10 | 2210-4-HR10-HAD50AA307 | 2000249764 | 212HAD50AA307 | 212HAD50AA307 | HP ST.DRUM LEV.INDICATOR ISOL.VALVE | RMM | GMVLVE | B | X | 202028366 |  | 000002611022 |  | ERP-MM-DC1 | 2011-12-17 | 20
HR10 | 2210-4-HR10-HAD50AA308 | 2000249772 | 212HAD50AA308 | 212HAD50AA308 | HP ST.DRUM LEV.INDICATOR ISOL.VALVE | RMM | GMVLVE | B | X | 202028366 |  | 000002611026 |  | ERP-MM-DC1 | 2011-12-17 | 20
HR10 | 2210-4-HR10-HAD50AA309 | 2000249780 | 212HAD50AA309 | 212HAD50AA309 | HP ST.DRUM LEVEL TRANSMITTER ISOL.VALVE | RMM | GMVLVE | C | X | 202028366 |  | 000002611030 |  | ERP-MM-DC1 | 2011-12-17 | 20
HR10 | 2210-4-HR10-HAD50AA310 | 2000249788 | 212HAD50AA310 | 212HAD50AA310 | HP ST.DRUM LEVEL TRANSMITTER ISOL.VALVE | RMM | GMVLVE | C | X | 202028366 |  | 000002611054 |  | ERP-MM-DC1 | 2011-12-17 | 20
HR10 | 2210-4-HR10-HAD50AA311 | 2000249796 | 212HAD50AA311 | 212HAD50AA311 | HP ST.DRUM LEVEL TRANSMITTER ISOL.VALVE | RMM | GMVLVE | C | X | 202028366 |  | 000002611058 |  | ERP-MM-DC1 | 2011-12-17 | 20
HR10 | 2210-4-HR10-HAD50AA312 | 2000249804 | 212HAD50AA312 | 212HAD50AA312 | HP ST.DRUM LEVEL TRANSMITTER ISOL.VALVE | RMM | GMVLVE | C | X | 202028366 |  | 000002611062 |  | ERP-MM-DC1 | 2011-12-17 | 20
HR10 | 2210-4-HR10-HAD50AA313 | 2000249812 | 212HAD50AA313 | 212HAD50AA313 | HP ST.DRUM LEVEL TRANSMITTER ISOL.VALVE | RMM | GMVLVE | C | X | 202028366 |  | 000002611066 |  | ERP-MM-DC1 | 2011-12-17 | 20
HR10 | 2210-4-HR10-HAD50AA314 | 2000249820 | 212HAD50AA314 | 212HAD50AA314 | HP ST.DRUM LEVEL TRANSMITTER ISOL.VALVE | RMM | GMVLVE | C | X | 202028366 |  | 000002611070 |  | ERP-MM-DC1 | 2011-12-17 | 20
HR10 | 2210-4-HR10-HAD50AA315 | 2000249828 | 212HAD50AA315 | 212HAD50AA315 | HP ST.DRUM LEVEL TRANSMITTER ISOL.VALVE | RMM | GMVLVE | C | X | 202028366 |  | 000002611094 |  | ERP-MM-DC1 | 2011-12-17 | 20
HR10 | 2210-4-HR10-HAD50AA316 | 2000249836 | 212HAD50AA316 | 212HAD50AA316 | HP ST.DRUM LEVEL TRANSMITTER ISOL.VALVE | RMM | GMVLVE | C | X | 202028366 |  | 000002611098 |  | ERP-MM-DC1 | 2011-12-17 | 20
HR10 | 2210-4-HR10-HAD50AA317 | 2000249844 | 212HAD50AA317 | 212HAD50AA317 | HP ST.DRUM LEVEL TRANSMITTER ISOL.VALVE | RMM | GMVLVE | C | X | 202028366 |  | 000002611102 |  | ERP-MM-DC1 | 2011-12-17 | 20
HR10 | 2210-4-HR10-HAD50AA318 | 2000249852 | 212HAD50AA318 | 212HAD50AA318 | HP ST.DRUM LEVEL TRANSMITTER ISOL.VALVE | RMM | GMVLVE | C | X | 202028366 |  | 000002611106 |  | ERP-MM-DC1 | 2011-12-17 | 20
HR10 | 2210-4-HR10-HAD50AA319 | 2000249860 | 212HAD50AA319 | 212HAD50AA319 | HP ST.DRUM LEVEL TRANSMITTER ISOL.VALVE | RMM | GMVLVE | C | X | 202028366 |  | 000002611110 |  | ERP-MM-DC1 | 2011-12-17 | 20
HR10 | 2210-4-HR10-HAD50AA320 | 2000249868 | 212HAD50AA320 | 212HAD50AA320 | HP ST.DRUM LEVEL TRANSMITTER ISOL.VALVE | RMM | GMVLVE | C | X | 202028366 |  | 000002611134 |  | ERP-MM-DC1 | 2011-12-17 | 20
HR10 | 2210-4-HR10-HAD50AA321 | 2000249876 | 212HAD50AA321 | 212HAD50AA321 | HP ST.DRUM LEVEL TRANSMITTER ISOL.VALVE | RMM | GMVLVE | C | X | 202028366 |  | 000002611138 |  | ERP-MM-DC1 | 2011-12-17 | 20
HR10 | 2210-4-HR10-HAD50AA322 | 2000249884 | 212HAD50AA322 | 212HAD50AA322 | HP ST.DRUM LEVEL TRANSMITTER ISOL.VALVE | RMM | GMVLVE | C | X | 202028366 |  | 000002611142 |  | ERP-MM-DC1 | 2011-12-17 | 20
HR10 | 2210-4-HR10-HAD50AA323 | 2000249892 | 212HAD50AA323 | 212HAD50AA323 | HP ST.DRUM LEVEL TRANSMITTER ISOL.VALVE | RMM | GMVLVE | C | X | 202028366 |  | 000002611146 |  | ERP-MM-DC1 | 2011-12-17 | 20
HR10 | 2210-4-HR10-HAD50AA324 | 2000249900 | 212HAD50AA324 | 212HAD50AA324 | HP ST.DRUM LEVEL TRANSMITTER ISOL.VALVE | RMM | GMVLVE | C | X | 202028366 |  | 000002611150 |  | ERP-MM-DC1 | 2011-12-17 | 20
HR10 | 2210-4-HR10-HAD50AA325 | 2000249908 | 212HAD50AA325 | 212HAD50AA325 | HP ST.DRUM PRESS.TRANSMITTER ISOL.VALVE | RMM | GMVLVE | C | X | 202028366 |  | 000002611174 |  | ERP-MM-DC1 | 2011-12-17 | 20
HR10 | 2210-4-HR10-HAD50AA326 | 2000249916 | 212HAD50AA326 | 212HAD50AA326 | HP ST.DRUM PRESS.TRANSMITTER ISOL.VALVE | RMM | GMVLVE | C | X | 202028366 |  | 000002611178 |  | ERP-MM-DC1 | 2011-12-17 | 20
HR10 | 2210-4-HR10-HAD50AA327 | 2000249924 | 212HAD50AA327 | 212HAD50AA327 | HP ST.DRUM PRESS.TRANSMITTER ISOL.VALVE | RMM | GMVLVE | C | X | 202028366 |  | 000002611182 |  | ERP-MM-DC1 | 2011-12-17 | 20
HR10 | 2210-4-HR10-HAD50AA328 | 2000249932 | 212HAD50AA328 | 212HAD50AA328 | HP ST.DRUM PRESS.TRANSMITTER ISOL.VALVE | RMM | GMVLVE | C | X | 202028366 |  | 000002611186 |  | ERP-MM-DC1 | 2011-12-17 | 20
HR10 | 2210-4-HR10-HAD50AA329 | 2000249940 | 212HAD50AA329 | 212HAD50AA329 | HP ST.DRUM PRESS.INDICATOR ISOL.VALVE | RMM | GMVLVE | B | X | 202028366 |  | 000002611190 |  | ERP-MM-DC1 | 2011-12-17 | 20
HR10 | 2210-4-HR10-HAD50AA330 | 2000249948 | 212HAD50AA330 | 212HAD50AA330 | HP ST.DRUM PRESS.INDICATOR ISOL.VALVE | RMM | GMVLVE | B | X | 202028366 |  | 000002611214 |  | ERP-MM-DC1 | 2011-12-17 | 20
HR10 | 2210-4-HR10-HAD50AA331 | 2000249956 | 212HAD50AA331 | 212HAD50AA331 | HP ST.DRUM PRESS.INDICATOR ISOL.VALVE | RMM | GMVLVE | B | X | 202028366 |  | 000002611218 |  | ERP-MM-DC1 | 2011-12-17 | 20
HR10 | 2210-4-HR10-HAD50AA332 | 2000249964 | 212HAD50AA332 | 212HAD50AA332 | HP ST.DRUM PRESS.INDICATOR ISOL.VALVE | RMM | GMVLVE | B | X | 202028366 |  | 000002611222 |  | ERP-MM-DC1 | 2011-12-17 | 20
HR10 | 2210-4-HR10-HAD50AA401 | 2000249972 | 212HAD50AA401 | 212HAD50AA401 | HP ST.DRUM INTERM BLOWDOWN ISOL.VALVE | RMM | GMVL-MO | B | X | 202028366 |  | 000002611226 |  | ERP-MM-DC1 | 2011-12-17 | 20
HR10 | 2210-4-HR10-HAD50AA402 | 2000249981 | 212HAD50AA402 | 212HAD50AA402 | HP ST.DRUM INTERM BLOWDOWN ISOL.VALVE | RMM | GMVLVE | B | X | 202028366 |  | 000002611251 |  | ERP-MM-DC1 | 2011-12-17 | 20
HR10 | 2210-4-HR10-HAD50AA405 | 2000249989 | 212HAD50AA405 | 212HAD50AA405 | HP ST.DRUM LEV.INDICATOR DRAIN VALVE | RMM | GMVLVE | B | X | 202028366 |  | 000002611255 |  | ERP-MM-DC1 | 2011-12-17 | 20
HR10 | 2210-4-HR10-HAD50AA406 | 2000249997 | 212HAD50AA406 | 212HAD50AA406 | HP ST.DRUM LEV.INDICATOR DRAIN VALVE | RMM | GMVLVE | B | X | 202028366 |  | 000002611259 |  | ERP-MM-DC1 | 2011-12-17 | 20
HR10 | 2210-4-HR10-HAD50AA407 | 2000250005 | 212HAD50AA407 | 212HAD50AA407 | HP ST.DRUM LEV.INDICATOR DRAIN VALVE | RMM | GMVLVE | B | X | 202028366 |  | 000002611263 |  | ERP-MM-DC1 | 2011-12-17 | 20
HR10 | 2210-4-HR10-HAD50AA408 | 2000250013 | 212HAD50AA408 | 212HAD50AA408 | HP ST.DRUM LEV.INDICATOR DRAIN VALVE | RMM | GMVLVE | B | X | 202028366 |  | 000002611267 |  | ERP-MM-DC1 | 2011-12-17 | 20
HR10 | 2210-4-HR10-HAD50AA409 | 2000250021 | 212HAD50AA409 | 212HAD50AA409 | HP ST.DRUM LEV.TRANSMITTER ISOL.VALVE | RMM | GMVLVE | C | X | 202028366 |  | 000002611291 |  | ERP-MM-DC1 | 2011-12-17 | 20
HR10 | 2210-4-HR10-HAD50AA410 | 2000250029 | 212HAD50AA410 | 212HAD50AA410 | HP ST.DRUM LEV.TRANSMITTER ISOL.VALVE | RMM | GMVLVE | C | X | 202028366 |  | 000002611295 |  | ERP-MM-DC1 | 2011-12-17 | 20
HR10 | 2210-4-HR10-HAD50AA417 | 2000250037 | 212HAD50AA417 | 212HAD50AA417 | HP ST.DRUM CONT.BLOWDOWN ISOL.VALVE | RMM | GMVLVE | C | X | 202028366 |  | 000002611299 |  | ERP-MM-DC1 | 2011-12-17 | 20
HR10 | 2210-4-HR10-HAD50AA418 | 2000250045 | 212HAD50AA418 | 212HAD50AA418 | HP ST.DRUM CONT.BLOWDOWN ISOL.V/V/T-TYPE | RMM | GMVL-MO | B | X | 202028366 |  | 000002611303 |  | ERP-MM-DC1 | 2011-12-17 | 20
HR10 | 2210-4-HR10-HAD50AA419 | 2000250053 | 212HAD50AA419 | 212HAD50AA419 | HP ST.DRUM CONT.BLOWDOWN ISOL. VALVE | RMM | GMVLVE | B | X | 202028366 |  | 000002611307 |  | ERP-MM-DC1 | 2011-12-17 | 20
HR10 | 2210-4-HR10-HAD50AA501 | 2000250061 | 212HAD50AA501 | 212HAD50AA501 | HP ST.DRUM RISER VENT VALVE | RMM | GMVLVE | B | X | 202028366 |  | 000002611331 |  | ERP-MM-DC1 | 2011-12-17 | 20
HR10 | 2210-4-HR10-HAD50AA502 | 2000250069 | 212HAD50AA502 | 212HAD50AA502 | HP ST.DRUM RISER VENT VALVE | RMM | GMVLVE | B | X | 202028366 |  | 000002611335 |  | ERP-MM-DC1 | 2011-12-17 | 20
HR10 | 2210-4-HR10-HAD50AA503 | 2000250077 | 212HAD50AA503 | 212HAD50AA503 | HP ST.DRUM LEV.INDICATOR VENT VALVE | RMM | GMVLVE | B | X | 202028366 |  | 000002611339 |  | ERP-MM-DC1 | 2011-12-17 | 20
HR10 | 2210-4-HR10-HAD50AA504 | 2000250085 | 212HAD50AA504 | 212HAD50AA504 | HP ST.DRUM LEV.INDICATOR VENT VALVE | RMM | GMVLVE | B | X | 202028366 |  | 000002611343 |  | ERP-MM-DC1 | 2011-12-17 | 20
HR10 | 2210-4-HR10-HAD50AA505 | 2000250093 | 212HAD50AA505 | 212HAD50AA505 | HP ST.DRUM LEV.INDICATOR VENT VALVE | RMM | GMVLVE | B | X | 202028366 |  | 000002611347 |  | ERP-MM-DC1 | 2011-12-17 | 20
HR10 | 2210-4-HR10-HAD50AA506 | 2000250101 | 212HAD50AA506 | 212HAD50AA506 | HP ST.DRUM LEV.INDICATOR VENT VALVE | RMM | GMVLVE | B | X | 202028366 |  | 000002611371 |  | ERP-MM-DC1 | 2011-12-17 | 20
HR10 | 2210-4-HR10-HAD50AA507 | 2000250109 | 212HAD50AA507 | 212HAD50AA507 | HP ST.DRUM LEV.TRANSMITTER VENT VALVE | RMM | GMVLVE | C | X | 202028366 |  | 000002611375 |  | ERP-MM-DC1 | 2011-12-17 | 20
HR10 | 2210-4-HR10-HAD50AA508 | 2000250117 | 212HAD50AA508 | 212HAD50AA508 | HP ST.DRUM LEV.TRANSMITTER VENT VALVE | RMM | GMVLVE | C | X | 202028366 |  | 000002611379 |  | ERP-MM-DC1 | 2011-12-17 | 20
HR10 | 2210-4-HR10-HAD50AA509 | 2000250125 | 212HAD50AA509 | 212HAD50AA509 | HP ST.DRUM LEV.TRANSMITTER VENT VALVE | RMM | GMVLVE | C | X | 202028366 |  | 000002611383 |  | ERP-MM-DC1 | 2011-12-17 | 20
HR10 | 2210-4-HR10-HAD50AA510 | 2000250133 | 212HAD50AA510 | 212HAD50AA510 | HP ST.DRUM LEV.TRANSMITTER VENT VALVE | RMM | GMVLVE | C | X | 202028366 |  | 000002611387 |  | ERP-MM-DC1 | 2011-12-17 | 20
HR10 | 2210-4-HR10-HAD50AA511 | 2000250141 | 212HAD50AA511 | 212HAD50AA511 | HP ST.DRUM LEV.TRANSMITTER VENT VALVE | RMM | GMVLVE | C | X | 202028366 |  | 000002611411 |  | ERP-MM-DC1 | 2011-12-17 | 20
HR10 | 2210-4-HR10-HAD50AA512 | 2000250149 | 212HAD50AA512 | 212HAD50AA512 | HP ST.DRUM LEV.TRANSMITTER VENT VALVE | RMM | GMVLVE | C | X | 202028366 |  | 000002611415 |  | ERP-MM-DC1 | 2011-12-17 | 20
HR10 | 2210-4-HR10-HAD50AA513 | 2000250157 | 212HAD50AA513 | 212HAD50AA513 | HP ST.DRUM LEV.TRANSMITTER VENT VALVE | RMM | GMVLVE | C | X | 202028366 |  | 000002611419 |  | ERP-MM-DC1 | 2011-12-17 | 20
HR10 | 2210-4-HR10-HAD50AA514 | 2000250165 | 212HAD50AA514 | 212HAD50AA514 | HP ST.DRUM LEV.TRANSMITTER VENT VALVE | RMM | GMVLVE | C | X | 202028366 |  | 000002611423 |  | ERP-MM-DC1 | 2011-12-17 | 20
HR10 | 2210-4-HR10-HAD50AA601 | 2000250173 | 212HAD50AA601 | 212HAD50AA601 | HP ST.DRUM PHOSPHATE CHECK VALVE/PISTON | RMM | GMVLVE | C | X | 202028366 |  | 000002611427 |  | ERP-MM-DC1 | 2011-12-17 | 20
HR10 | 2210-4-HR10-HAD50AA602 | 2000250181 | 212HAD50AA602 | 212HAD50AA602 | HP ST.DRUM PHOSPHATE ISOL.VALVE/T-TYPE | RMM | GMVLVE | C | X | 202028366 |  | 000002611451 |  | ERP-MM-DC1 | 2011-12-17 | 20
HR10 | 2210-4-HR10-HAD50AA603 | 2000250189 | 212HAD50AA603 | 212HAD50AA603 | HP ST.DRUM PHOSPHATE ISOL.VALVE/T-TYPE | RMM | GMVLVE | C | X | 202028366 |  | 000002611455 |  | ERP-MM-DC1 | 2011-12-17 | 20
HR10 | 2210-4-HR10-HAD50AA604 | 2000250197 | 212HAD50AA604 | 212HAD50AA604 | HP ST. DRUM SAMPLING ISOL. VALVE | RMM | GMVLVE | C | X | 202028366 |  | 000002611459 |  | ERP-MM-DC1 | 2011-12-17 | 20
HR10 | 2210-4-HR10-HAD50AA605 | 2000250205 | 212HAD50AA605 | 212HAD50AA605 | HP ST. DRUM SAMPLING ISOL. VALVE | RMM | GMVLVE | C | X | 202028366 |  | 000002611463 |  | ERP-MM-DC1 | 2011-12-17 | 20
HR10 | 2210-4-HR10-HAD50BB001 | 2000250213 | 212HAD50BB001 | 212HAD50BB001 | HP STEAM DRUM | RMM | GMDRUM | C | X | 202028366 |  | 000002611467 |  | ERP-MM-DC1 | 2011-12-17 | 20
HR10 | 2210-4-HR10-HAD50BS001 | 2000250221 | 212HAD50BS001 | 212HAD50BS001 | PSV SILENCERE-1 HP SATURATED STEAM | RMM | GMSLNR | C | X | 202028366 |  | 000002611491 |  | ERP-MM-DC1 | 2011-12-17 | 20
HR10 | 2210-4-HR10-HAD50BS002 | 2000250229 | 212HAD50BS002 | 212HAD50BS002 | PSV SILENCER-2 HP SATURATED STEAM | RMM | GMSLNR | C | X | 202028366 |  | 000002611495 |  | ERP-MM-DC1 | 2011-12-17 | 20
HR10 | 2210-4-HR10-HAD50CL001 | 2000250237 | 212HAD50CL001 | 212HAD50LT3A | HP ST.DRUM LEVEL TRANSMITTER | RMI | GIXM-LC | C | X | 202028366 |  | 000002611499 |  | ERP-MM-DC1 | 2011-12-17 | 20
HR10 | 2210-4-HR10-HAD50CL002 | 2000250245 | 212HAD50CL002 | 212HAD50LT3B | HP ST.DRUM LEVEL TRANSMITTER | RMI | GIXM-LC | C | X | 202028366 |  | 000002611503 |  | ERP-MM-DC1 | 2011-12-17 | 20
HR10 | 2210-4-HR10-HAD50CL003 | 2000250253 | 212HAD50CL003 | 212HAD50LT3C | HP ST.DRUM LEVEL TRANSMITTER | RMI | GIXM-LC | C | X | 202028366 |  | 000002611507 |  | ERP-MM-DC1 | 2011-12-17 | 20
HR10 | 2210-4-HR10-HAD50CL501 | 2000250261 | 212HAD50CL501 | 212HAD50CL501 | HP DRUM LEVEL GAUGE-1 | RMI | GIIN-LV | B | X | 202028366 |  | 000002611531 |  | ERP-MM-DC1 | 2011-12-17 | 20
HR10 | 2210-4-HR10-HAD50CL502 | 2000250269 | 212HAD50CL502 | 212HAD50CL502 | HP DRUM LEVEL GAUGE-2 | RMI | GIIN-LV | B | X | 202028366 |  | 000002611535 |  | ERP-MM-DC1 | 2011-12-17 | 20
HR10 | 2210-4-HR10-HAD50CL503 | 2000250277 | 212HAD50CL503 | 212HAD50CL503 | HP DRUM HYDRASTEP LEVEL GAUGE | RMI | GIIN-LV | B | X | 202028366 |  | 000002611539 |  | ERP-MM-DC1 | 2011-12-17 | 20
HR10 | 2210-4-HR10-HAD50CL503A | 2000250285 | 212HAD50CL503A | 212HAD50CL503A | HP DRUM HYDRASTEP INDICATOR | RMI | GIINDC | C | X | 202028366 |  | 000002611543 |  | ERP-MM-DC1 | 2011-12-17 | 20
HR10 | 2210-4-HR10-HAD50CP001 | 2000250293 | 212HAD50CP001 | 212HAD50PT3A | HP ST.DRUM PRESSURE TRANSMITTER | RMI | GIXM-DP | C | X | 202028366 |  | 000002611547 |  | ERP-MM-DC1 | 2011-12-17 | 20
HR10 | 2210-4-HR10-HAD50CP002 | 2000250301 | 212HAD50CP002 | 212HAD50PT3B | HP ST.DRUM PRESSURE TRANSMITTER | RMI | GIXM-DP | C | X | 202028366 |  | 000002611571 |  | ERP-MM-DC1 | 2011-12-17 | 20
HR10 | 2210-4-HR10-HAD50CP003 | 2000250309 | 212HAD50CP003 | 212HAD50PT3C | HP ST.DRUM PRESSURE TRANSMITTER | RMI | GIXM-DP | C | X | 202028366 |  | 000002611575 |  | ERP-MM-DC1 | 2011-12-17 | 20
HR10 | 2210-4-HR10-HAD50CP501 | 2000250317 | 212HAD50CP501 | 212HAD50PI06 | HP ST.DRUM PRESSURE INDICATOR | RMI | GIIN-PR | C | X | 202028366 |  | 000002611579 |  | ERP-MM-DC1 | 2011-12-17 | 20
HR10 | 2210-4-HR10-HAD50CT001 | 2000250325 | 212HAD50CT001 | 212HAD50TE01 | HP ST.DRUM TEMPERATURE ELEMENT | RMI | GIEL-TE | C | X | 202028366 |  | 000002611583 |  | ERP-MM-DC1 | 2011-12-17 | 20
HR10 | 2210-4-HR10-HAD50CT002 | 2000250333 | 212HAD50CT002 | 212HAD50TE02 | HP ST.DRUM TEMPERATURE ELEMENT | RMI | GIEL-TE | C | X | 202028366 |  | 000002611587 |  | ERP-MM-DC1 | 2011-12-17 | 20
HR10 | 2210-4-HR10-HAD50CT401 | 2000250341 | 212HAD50CT401 | 212HAD50CT401 | HP RISER TEMPERATURE TESTPOINT | RMI | GITHRW | C | X | 202028366 |  | 000002611611 |  | ERP-MM-DC1 | 2011-12-17 | 20
HR10 | 2210-4-HR10-HAD50GH001 | 2000250349 | 212HAD50GH001 | 212HAD50LT04 | HP HYDRSTEP CONTROL UNIT | RMI | GICTLR | C | X | 202028366 |  | 000002611615 |  | ERP-MM-DC1 | 2011-12-17 | 20
HR10 | 2210-4-HR10-HAG00 | 2000250357 | 212HAG00 | 212HAG00 | LOCAL INSTRUMENTS - GROUPED | RMI | GIELMT | C | X | 202028366 |  | 000002611619 |  | ERP-MM-DC1 | 2011-12-17 | 20
HR10 | 2210-4-HR10-HAG11 | 2000250365 | 212HAG11 | NOENTRIES | PRESSURE TRANSMITTER | RME | GERELY | C | X | 202028366 |  | 000002611623 |  | ERP-MM-DC1 | 2011-12-17 | 20
HR10 | 2210-4-HR10-HAG11AA000 | 2000250373 | 212HAG11AA000 | 212HAG11AA000 | LIMIT SWITCH | RMI | GISW-LM | C | X | 202028366 |  | 000002611627 |  | ERP-MM-DC1 | 2011-12-17 | 20
HR10 | 2210-4-HR10-HAG11AA001 | 2000250381 | 212HAG11AA001 | 212HAG11AA001 | LP CIRC.PUMP-A SUCTION VALVE | RMM | GMVLVE | B | X | 202028366 |  | 000002611651 |  | ERP-MM-DC1 | 2011-12-17 | 20
HR10 | 2210-4-HR10-HAG11AA002 | 2000250389 | 212HAG11AA002 | 212HAG11AA002 | LP CIRC.PUMP-A DISCH.CHECK VALVE/SWING | RMM | GMVLVE | C | X | 202028366 |  | 000002611655 |  | ERP-MM-DC1 | 2011-12-17 | 20
HR10 | 2210-4-HR10-HAG11AA003 | 2000250397 | 212HAG11AA003 | 212HAG11AA003 | LP CIRC.PUMP-A DISCHARGE VALVE | RMM | GMVLVE | B | X | 202028366 |  | 000002611659 |  | ERP-MM-DC1 | 2011-12-17 | 20
HR10 | 2210-4-HR10-HAG11AA301 | 2000250405 | 212HAG11AA301 | 212HAG11AA301 | LP CIRC.PUMP SUC.STRAINER PDI ISOL.VALVE | RMM | GMVLVE | C | X | 202028366 |  | 000002611663 |  | ERP-MM-DC1 | 2011-12-17 | 20
HR10 | 2210-4-HR10-HAG11AA302 | 2000250413 | 212HAG11AA302 | 212HAG11AA302 | LP CIRC.PUMP SUC.STRAINER PDI ISOL.VALVE | RMM | GMVLVE | C | X | 202028366 |  | 000002611667 |  | ERP-MM-DC1 | 2011-12-17 | 20
HR10 | 2210-4-HR10-HAG11AA303 | 2000250421 | 212HAG11AA303 | 212HAG11AA303 | LP CIRC.PUMP SUC.STRAINER PDI ISOL.VALVE | RMM | GMVLVE | C | X | 202028366 |  | 000002611691 |  | ERP-MM-DC1 | 2011-12-17 | 20
HR10 | 2210-4-HR10-HAG11AA304 | 2000250429 | 212HAG11AA304 | 212HAG11AA304 | LP CIRC.PUMP SUC.STRAINER PDI ISOL.VALVE | RMM | GMVLVE | C | X | 202028366 |  | 000002611695 |  | ERP-MM-DC1 | 2011-12-17 | 20
HR10 | 2210-4-HR10-HAG11AA305 | 2000250437 | 212HAG11AA305 | 212HAG11AA305 | LP CIRC.PUMP SUC.PI ISOL.VALVE | RMM | GMVLVE | C | X | 202028366 |  | 000002611699 |  | ERP-MM-DC1 | 2011-12-17 | 20
HR10 | 2210-4-HR10-HAG11AA306 | 2000250445 | 212HAG11AA306 | 212HAG11AA306 | LP CIRC.PUMP SUC.PI ISOL.VALVE | RMM | GMVLVE | C | X | 202028366 |  | 000002611703 |  | ERP-MM-DC1 | 2011-12-17 | 20
HR10 | 2210-4-HR10-HAG11AA307 | 2000250453 | 212HAG11AA307 | 212HAG11AA307 | LP CIRC.PUMP DISCH.PI ISOL.VALVE | RMM | GMVLVE | C | X | 202028366 |  | 000002611707 |  | ERP-MM-DC1 | 2011-12-17 | 20
HR10 | 2210-4-HR10-HAG11AA308 | 2000250461 | 212HAG11AA308 | 212HAG11AA308 | LP CIRC.PUMP DISCH.PI ISOL.VALVE | RMM | GMVLVE | C | X | 202028366 |  | 000002611731 |  | ERP-MM-DC1 | 2011-12-17 | 20
HR10 | 2210-4-HR10-HAG11AA309 | 2000250469 | 212HAG11AA309 | 212HAG11AA309 | LP CIRC.PUMP DISCH.PDSL ISOL.VALVE | RMM | GMVLVE | C | X | 202028366 |  | 000002611735 |  | ERP-MM-DC1 | 2011-12-17 | 20
HR10 | 2210-4-HR10-HAG11AA310 | 2000250477 | 212HAG11AA310 | 212HAG11AA310 | LP CIRC.PUMP DISCH.PDSL ISOL.VALVE | RMM | GMVLVE | C | X | 202028366 |  | 000002611739 |  | ERP-MM-DC1 | 2011-12-17 | 20
HR10 | 2210-4-HR10-HAG11AA311 | 2000250485 | 212HAG11AA311 | 212HAG11AA311 | LP CIRC.PUMP DISCH.PDSL ISOL.VALVE | RMM | GMVLVE | C | X | 202028366 |  | 000002611743 |  | ERP-MM-DC1 | 2011-12-17 | 20
HR10 | 2210-4-HR10-HAG11AA312 | 2000250493 | 212HAG11AA312 | 212HAG11AA312 | LP CIRC.PUMP DISCH.PDSL ISOL.VALVE | RMM | GMVLVE | C | X | 202028366 |  | 000002611747 |  | ERP-MM-DC1 | 2011-12-17 | 20
HR10 | 2210-4-HR10-HAG11AA401 | 2000250501 | 212HAG11AA401 | 212HAG11AA401 | LP CIRC.PUMP-A SUCT.FILTER DRAIN VALVE | RMM | GMVLVE | C | X | 202028366 |  | 000002611771 |  | ERP-MM-DC1 | 2011-12-17 | 20
HR10 | 2210-4-HR10-HAG11AA402 | 2000250509 | 212HAG11AA402 | 212HAG11AA402 | LP CIRC.PUMP-A SUCT.FILTER DRAIN VALVE | RMM | GMVLVE | C | X | 202028366 |  | 000002611775 |  | ERP-MM-DC1 | 2011-12-17 | 20
HR10 | 2210-4-HR10-HAG11AA403 | 2000250517 | 212HAG11AA403 | 212HAG11AA403 | LP CIRC.PUMP-A DRAIN VALVE | RMM | GMVLVE | B | X | 202028366 |  | 000002611779 |  | ERP-MM-DC1 | 2011-12-17 | 20
HR10 | 2210-4-HR10-HAG11AA404 | 2000250525 | 212HAG11AA404 | 212HAG11AA404 | LP CIRC.PUMP-A DRAIN VALVE | RMM | GMVLVE | B | X | 202028366 |  | 000002611783 |  | ERP-MM-DC1 | 2011-12-17 | 20
HR10 | 2210-4-HR10-HAG11AA405 | 2000250533 | 212HAG11AA405 | 212HAG11AA405 | LP CIRC.PUMP-A DISCH.DRAIN VALVE | RMM | GMVLVE | B | X | 202028366 |  | 000002611787 |  | ERP-MM-DC1 | 2011-12-17 | 20
HR10 | 2210-4-HR10-HAG11AA406 | 2000250541 | 212HAG11AA406 | 212HAG11AA406 | LP CIRC.PUMP-A DISCH.DRAIN VALVE | RMM | GMVLVE | B | X | 202028366 |  | 000002611811 |  | ERP-MM-DC1 | 2011-12-17 | 20
HR10 | 2210-4-HR10-HAG11AA407 | 2000250549 | 212HAG11AA407 | 212HAG11AA407 | LP CIRC.PUMP-A DISCH.DRAIN VALVE | RMM | GMVLVE | B | X | 202028366 |  | 000002611815 |  | ERP-MM-DC1 | 2011-12-17 | 20
HR10 | 2210-4-HR10-HAG11AA408 | 2000250557 | 212HAG11AA408 | 212HAG11AA408 | LP CIRC.PUMP-A DISCH.DRAIN VALVE | RMM | GMVLVE | B | X | 202028366 |  | 000002611819 |  | ERP-MM-DC1 | 2011-12-17 | 20
HR10 | 2210-4-HR10-HAG11AA409 | 2000250565 | 212HAG11AA409 | 212HAG11AA409 | LP CIRC.PUMP-A SUC.DRAIN VALVE | RMM | GMVLVE | B | X | 202028366 |  | 000002611823 |  | ERP-MM-DC1 | 2011-12-17 | 20
HR10 | 2210-4-HR10-HAG11AA410 | 2000250573 | 212HAG11AA410 | 212HAG11AA410 | LP CIRC.PUMP-A SUC.DRAIN VALVE | RMM | GMVLVE | B | X | 202028366 |  | 000002611827 |  | ERP-MM-DC1 | 2011-12-17 | 20
HR10 | 2210-4-HR10-HAG11AP001 | 2000250581 | 212HAG11AP001 | 212HAG11AP001 | LP HRSG CIRCULATING PUMP-A | RMM | GMPUMP | B | X | 202028366 |  | 000002611851 |  | ERP-MM-DC1 | 2011-12-17 | 20
HR10 | 2210-4-HR10-HAG11AP001-M01 | 2000250589 | 212HAG11AP001-M01 | 212HAG11AP001M1 | LP HRSG CIRC PUMP-A MOTOR | RME | GEMOTR | B | X | 202028366 |  | 000002611855 |  | ERP-MM-DC1 | 2011-12-17 | 20
HR10 | 2210-4-HR10-HAG11AT001 | 2000250597 | 212HAG11AT001 | 212HAG11AT001 | LP CIRC.PUMP-A SUCTION STRAINER/Y-TYPE | RMM | GMSTRN | C | X | 202028366 |  | 000002611859 |  | ERP-MM-DC1 | 2011-12-17 | 20
HR10 | 2210-4-HR10-HAG11BR001 | 2000250605 | 212HAG11BR001 | 212HAG11BR001 | LP CIRC.PUMP SUCTION PIPING | RMM | GMPIPE | C | X | 202028366 |  | 000002611863 |  | ERP-MM-DC1 | 2011-12-17 | 20
HR10 | 2210-4-HR10-HAG11BR002 | 2000250613 | 212HAG11BR002 | 212HAG11BR002 | LP CIRC.PUMP DISCH.PIPING | RMM | GMPIPE | C | X | 202028366 |  | 000002611867 |  | ERP-MM-DC1 | 2011-12-17 | 20
HR10 | 2210-4-HR10-HAG11CP000 | 2000250621 | 212HAG11CP000 | 212HAG11CP000 | PRESSURE TRANSMITTER | RMI | GIXM-DP | C | X | 202028366 |  | 000002611891 |  | ERP-MM-DC1 | 2011-12-17 | 20
HR10 | 2210-4-HR10-HAG11CP004 | 2000250629 | 212HAG11CP004 | 212HAG11PDT04 | LP CIRC.PUMPS TO LP EVAPRTR.DP.TRANSMITR | RMI | GIXM-DP | C | X | 202028366 |  | 000002611895 |  | ERP-MM-DC1 | 2011-12-17 | 20
HR10 | 2210-4-HR10-HAG11CP005 | 2000250637 | 212HAG11CP005 | 212HAG11PDSL05 | LP CIRC.PUMP SUCT/DISCH.DIFF.PR.SWITCH | RMI | GISW-CN | C | X | 202028366 |  | 000002611899 |  | ERP-DLGN-EAA | 2013-03-05 | 20
HR10 | 2210-4-HR10-HAG11CP501 | 2000250645 | 212HAG11CP501 | 212HAG11PDI01 | LP CIRC.PUMP SUCT.STR.DIFF.PR.INDICATOR | RMI | GIIN-PR | C | X | 202028366 |  | 000002611903 |  | ERP-MM-DC1 | 2011-12-17 | 20
HR10 | 2210-4-HR10-HAG11CP502 | 2000250653 | 212HAG11CP502 | 212HAG11CP502 | LP.CIRC.PUMP SUCTION PRESSURE INDICATOR | RMI | GIIN-PR | C | X | 202028366 |  | 000002611907 |  | ERP-MM-DC1 | 2011-12-17 | 20
HR10 | 2210-4-HR10-HAG11CP503 | 2000250661 | 212HAG11CP503 | 212HAG11CP503 | LP.CIRC.PUMP DISCH.PRESSURE INDICATOR | RMI | GIIN-PR | C | X | 202028366 |  | 000002611931 |  | ERP-MM-DC1 | 2011-12-17 | 20
HR10 | 2210-4-HR10-HAG11CT000 | 2000250669 | 212HAG11CT000 | 212HAG11CT000 | TEMP ELEMENT | RMI | GIEL-TE | C | X | 202028366 |  | 000002611935 |  | ERP-MM-DC1 | 2011-12-17 | 20
HR10 | 2210-4-HR10-HAG11CT001 | 2000250677 | 212HAG11CT001 | 212HAG11TE01 | LP CIRC.PUMP TEMEPERATURE ELEMENT | RMI | GIEL-TE | C | X | 202028366 |  | 000002611939 |  | ERP-MM-DC1 | 2011-12-17 | 20
HR10 | 2210-4-HR10-HAG11CT002 | 2000250685 | 212HAG11CT002 | 212HAG11TE02 | LP CIRC.PUMP TEMEPERATURE ELEMENT | RMI | GIEL-TE | C | X | 202028366 |  | 000002611943 |  | ERP-MM-DC1 | 2011-12-17 | 20
HR10 | 2210-4-HR10-HAG11CT003 | 2000250693 | 212HAG11CT003 | 212HAG11TE03 | LP CIRC.PUMP TEMEPERATURE ELEMENT | RMI | GIEL-TE | C | X | 202028366 |  | 000002611947 |  | ERP-MM-DC1 | 2011-12-17 | 20
HR10 | 2210-4-HR10-HAG12AA000 | 2000250701 | 212HAG12AA000 | 212HAG12AA000 | LIMIT SWITCH | RMI | GISW-LM | C | X | 202028366 |  | 000002611971 |  | ERP-MM-DC1 | 2011-12-17 | 20
HR10 | 2210-4-HR10-HAG12AA001 | 2000250709 | 212HAG12AA001 | 212HAG12AA001 | LP CIRC.PUMP-B SUCTION VALVE | RMM | GMVLVE | B | X | 202028366 |  | 000002611975 |  | ERP-MM-DC1 | 2011-12-17 | 20
HR10 | 2210-4-HR10-HAG12AA002 | 2000250716 | 212HAG12AA002 | 212HAG12AA002 | LP CIRC.PUMP-B DISCH.CHECK VALVE/SWING | RMM | GMVLVE | C | X | 202028366 |  | 000002611978 |  | ERP-MM-DC1 | 2011-12-17 | 20
HR10 | 2210-4-HR10-HAG12AA003 | 2000250724 | 212HAG12AA003 | 212HAG12AA003 | LP CIRC.PUMP-B DISCHARGE VALVE | RMM | GMVLVE | B | X | 202028366 |  | 000002611982 |  | ERP-MM-DC1 | 2011-12-17 | 20
HR10 | 2210-4-HR10-HAG12AA301 | 2000250732 | 212HAG12AA301 | 212HAG12AA301 | LP CIRC.PUMP SUC.STRAINER PDI ISOL.VALVE | RMM | GMVLVE | C | X | 202028366 |  | 000002611986 |  | ERP-MM-DC1 | 2011-12-17 | 20
HR10 | 2210-4-HR10-HAG12AA302 | 2000250740 | 212HAG12AA302 | 212HAG12AA302 | LP CIRC.PUMP SUC.STRAINER PDI ISOL.VALVE | RMM | GMVLVE | C | X | 202028366 |  | 000002611990 |  | ERP-MM-DC1 | 2011-12-17 | 20
HR10 | 2210-4-HR10-HAG12AA303 | 2000250748 | 212HAG12AA303 | 212HAG12AA303 | LP CIRC.PUMP SUC.STRAINER PDI ISOL.VALVE | RMM | GMVLVE | C | X | 202028366 |  | 000002612014 |  | ERP-MM-DC1 | 2011-12-17 | 20
HR10 | 2210-4-HR10-HAG12AA304 | 2000250756 | 212HAG12AA304 | 212HAG12AA304 | LP CIRC.PUMP SUC.STRAINER PDI ISOL.VALVE | RMM | GMVLVE | C | X | 202028366 |  | 000002612018 |  | ERP-MM-DC1 | 2011-12-17 | 20
HR10 | 2210-4-HR10-HAG12AA305 | 2000250764 | 212HAG12AA305 | 212HAG12AA305 | LP CIRC.PUMP SUC.PI ISOL.VALVE | RMM | GMVLVE | B | X | 202028366 |  | 000002612022 |  | ERP-MM-DC1 | 2011-12-17 | 20
HR10 | 2210-4-HR10-HAG12AA306 | 2000250772 | 212HAG12AA306 | 212HAG12AA306 | LP CIRC.PUMP SUC.PI ISOL.VALVE | RMM | GMVLVE | B | X | 202028366 |  | 000002612026 |  | ERP-MM-DC1 | 2011-12-17 | 20
HR10 | 2210-4-HR10-HAG12AA307 | 2000250780 | 212HAG12AA307 | 212HAG12AA307 | LP CIRC.PUMP DISCH.PI ISOL.VALVE | RMM | GMVLVE | B | X | 202028366 |  | 000002612030 |  | ERP-MM-DC1 | 2011-12-17 | 20
HR10 | 2210-4-HR10-HAG12AA308 | 2000250788 | 212HAG12AA308 | 212HAG12AA308 | LP CIRC.PUMP DISCH.PI ISOL.VALVE | RMM | GMVLVE | B | X | 202028366 |  | 000002612054 |  | ERP-MM-DC1 | 2011-12-17 | 20
HR10 | 2210-4-HR10-HAG12AA309 | 2000250796 | 212HAG12AA309 | 212HAG12AA309 | LP CIRC.PUMP DISCH.PDSL ISOL.VALVE | RMM | GMVLVE | B | X | 202028366 |  | 000002612058 |  | ERP-MM-DC1 | 2011-12-17 | 20
HR10 | 2210-4-HR10-HAG12AA310 | 2000250804 | 212HAG12AA310 | 212HAG12AA310 | LP CIRC.PUMP DISCH.PDSL ISOL.VALVE | RMM | GMVLVE | B | X | 202028366 |  | 000002612062 |  | ERP-MM-DC1 | 2011-12-17 | 20
HR10 | 2210-4-HR10-HAG12AA311 | 2000250812 | 212HAG12AA311 | 212HAG12AA311 | LP CIRC.PUMP DISCH.PDSL ISOL.VALVE | RMM | GMVLVE | B | X | 202028366 |  | 000002612066 |  | ERP-MM-DC1 | 2011-12-17 | 20
HR10 | 2210-4-HR10-HAG12AA312 | 2000250820 | 212HAG12AA312 | 212HAG12AA312 | LP CIRC.PUMP DISCH.PDSL ISOL.VALVE | RMM | GMVLVE | B | X | 202028366 |  | 000002612070 |  | ERP-MM-DC1 | 2011-12-17 | 20
HR10 | 2210-4-HR10-HAG12AA401 | 2000250828 | 212HAG12AA401 | 212HAG12AA401 | LP CIRC.PUMP SUCT.FILTER DRAIN VALVE | RMM | GMVLVE | C | X | 202028366 |  | 000002612094 |  | ERP-MM-DC1 | 2011-12-17 | 20
HR10 | 2210-4-HR10-HAG12AA402 | 2000250836 | 212HAG12AA402 | 212HAG12AA402 | LP CIRC.PUMP SUCT.FILTER DRAIN VALVE | RMM | GMVLVE | C | X | 202028366 |  | 000002612098 |  | ERP-MM-DC1 | 2011-12-17 | 20
HR10 | 2210-4-HR10-HAG12AA403 | 2000250844 | 212HAG12AA403 | 212HAG12AA403 | LP CIRC.PUMP-B DRAIN VALVE | RMM | GMVLVE | B | X | 202028366 |  | 000002612102 |  | ERP-MM-DC1 | 2011-12-17 | 20
HR10 | 2210-4-HR10-HAG12AA404 | 2000250852 | 212HAG12AA404 | 212HAG12AA404 | LP CIRC.PUMP-B DRAIN VALVE | RMM | GMVLVE | B | X | 202028366 |  | 000002612106 |  | ERP-MM-DC1 | 2011-12-17 | 20
HR10 | 2210-4-HR10-HAG12AA405 | 2000250860 | 212HAG12AA405 | 212HAG12AA405 | LP CIRC.PUMP-B DISCH.DRAIN VALVE | RMM | GMVLVE | B | X | 202028366 |  | 000002612110 |  | ERP-MM-DC1 | 2011-12-17 | 20
HR10 | 2210-4-HR10-HAG12AA406 | 2000250868 | 212HAG12AA406 | 212HAG12AA406 | LP CIRC.PUMP-B DISCH.DRAIN VALVE | RMM | GMVLVE | B | X | 202028366 |  | 000002612134 |  | ERP-MM-DC1 | 2011-12-17 | 20
HR10 | 2210-4-HR10-HAG12AA407 | 2000250876 | 212HAG12AA407 | 212HAG12AA407 | LP CIRC.PUMP-B DISCH.DRAIN VALVE | RMM | GMVLVE | B | X | 202028366 |  | 000002612138 |  | ERP-MM-DC1 | 2011-12-17 | 20
HR10 | 2210-4-HR10-HAG12AA408 | 2000250884 | 212HAG12AA408 | 212HAG12AA408 | LP CIRC.PUMP-B DISCH.DRAIN VALVE | RMM | GMVLVE | B | X | 202028366 |  | 000002612142 |  | ERP-MM-DC1 | 2011-12-17 | 20
HR10 | 2210-4-HR10-HAG12AA409 | 2000250892 | 212HAG12AA409 | 212HAG12AA409 | LP CIRC.PUMP-B SUC.DRAIN VALVE | RMM | GMVLVE | B | X | 202028366 |  | 000002612146 |  | ERP-MM-DC1 | 2011-12-17 | 20
HR10 | 2210-4-HR10-HAG12AA410 | 2000250900 | 212HAG12AA410 | 212HAG12AA410 | LP CIRC.PUMP-B SUC.DRAIN VALVE | RMM | GMVLVE | B | X | 202028366 |  | 000002612150 |  | ERP-MM-DC1 | 2011-12-17 | 20
HR10 | 2210-4-HR10-HAG12AP001 | 2000250908 | 212HAG12AP001 | 212HAG12AP001 | LP HRSG CIRCULATING PUMP-B | RMM | GMPUMP | B | X | 202028366 |  | 000002612174 |  | ERP-MM-DC1 | 2011-12-17 | 20
HR10 | 2210-4-HR10-HAG12AP001-M01 | 2000250916 | 212HAG12AP001-M01 | 212HAG12AP001M1 | LP HRSG CIRC PUMP-B MOTOR | RME | GEMOTR | B | X | 202028366 |  | 000002612178 |  | ERP-MM-DC1 | 2011-12-17 | 20
HR10 | 2210-4-HR10-HAG12AT001 | 2000250924 | 212HAG12AT001 | 212HAG12AT001 | LP CIRC.PUMP-B SUCTION STRAINER/Y-TYPE | RMM | GMSTRN | C | X | 202028366 |  | 000002612182 |  | ERP-MM-DC1 | 2011-12-17 | 20
HR10 | 2210-4-HR10-HAG12BR001 | 2000250932 | 212HAG12BR001 | 212HAG12BR001 | LP CIRC.PUMP SUCTION PIPING | RMM | GMPIPE | C | X | 202028366 |  | 000002612186 |  | ERP-MM-DC1 | 2011-12-17 | 20
HR10 | 2210-4-HR10-HAG12BR002 | 2000250940 | 212HAG12BR002 | 212HAG12BR002 | LP CIRC.PUMP DISCH.PIPING | RMM | GMPIPE | C | X | 202028366 |  | 000002612190 |  | ERP-MM-DC1 | 2011-12-17 | 20
HR10 | 2210-4-HR10-HAG12CP000 | 2000250948 | 212HAG12CP000 | 212HAG12CP000 | PRESSURE TRANSMITTER | RMI | GIXM-DP | C | X | 202028366 |  | 000002612214 |  | ERP-MM-DC1 | 2011-12-17 | 20
HR10 | 2210-4-HR10-HAG12CP005 | 2000250956 | 212HAG12CP005 | 212HAG12PDSL05 | LP CIRC.PUMP SUCT/DISCH.DIFF.PR.SWITCH | RMI | GISW-CN | C | X | 202028366 |  | 000002612218 |  | ERP-DLGN-EAA | 2013-03-05 | 20
HR10 | 2210-4-HR10-HAG12CP501 | 2000250964 | 212HAG12CP501 | 212HAG12PDI01 | LP CIRC.PUMP SUCT.STR.DIFF.PR.INDICATOR | RMI | GIIN-PR | C | X | 202028366 |  | 000002612222 |  | ERP-MM-DC1 | 2011-12-17 | 20
HR10 | 2210-4-HR10-HAG12CP502 | 2000250972 | 212HAG12CP502 | 212HAG12CP502 | LP.CIRC.PUMP SUCTION PRESSURE INDICATOR | RMI | GIIN-PR | C | X | 202028366 |  | 000002612226 |  | ERP-MM-DC1 | 2011-12-17 | 20
HR10 | 2210-4-HR10-HAG12CP503 | 2000250980 | 212HAG12CP503 | 212HAG12CP503 | LP.CIRC.PUMP DISCH.PRESSURE INDICATOR | RMI | GIIN-PR | C | X | 202028366 |  | 000002612230 |  | ERP-MM-DC1 | 2011-12-17 | 20
HR10 | 2210-4-HR10-HAG12CT000 | 2000250988 | 212HAG12CT000 | 212HAG12CT000 | TEMP ELEMENT | RMI | GIEL-TE | C | X | 202028366 |  | 000002612254 |  | ERP-MM-DC1 | 2011-12-17 | 20
HR10 | 2210-4-HR10-HAG12CT001 | 2000250996 | 212HAG12CT001 | 212HAG12TE01 | LP CIRC.PUMP TEMEPERATURE ELEMENT | RMI | GIEL-TE | C | X | 202028366 |  | 000002612258 |  | ERP-MM-DC1 | 2011-12-17 | 20
HR10 | 2210-4-HR10-HAG12CT002 | 2000251004 | 212HAG12CT002 | 212HAG12TE02 | LP CIRC.PUMP TEMEPERATURE ELEMENT | RMI | GIEL-TE | C | X | 202028366 |  | 000002612262 |  | ERP-MM-DC1 | 2011-12-17 | 20
HR10 | 2210-4-HR10-HAG12CT003 | 2000251012 | 212HAG12CT003 | 212HAG12TE03 | LP CIRC.PUMP TEMEPERATURE ELEMENT | RMI | GIEL-TE | C | X | 202028366 |  | 000002612266 |  | ERP-MM-DC1 | 2011-12-17 | 20
HR10 | 2210-4-HR10-HAG20AA301 | 2000251020 | 212HAG20AA301 | 212HAG20AA301 | LP CIRC.PUMPS DISCH.PDT ISOL.VALVE | RMM | GMVLVE | C | X | 202028366 |  | 000002612270 |  | ERP-MM-DC1 | 2011-12-17 | 20
HR10 | 2210-4-HR10-HAG20AA302 | 2000251028 | 212HAG20AA302 | 212HAG20AA302 | LP CIRC.PUMPS DISCH.PDT ISOL.VALVE | RMM | GMVLVE | C | X | 202028366 |  | 000002612294 |  | ERP-MM-DC1 | 2011-12-17 | 20
HR10 | 2210-4-HR10-HAG20AA303 | 2000251036 | 212HAG20AA303 | 212HAG20AA303 | LP CIRC.PUMPS DISCH.PDT ISOL.VALVE | RMM | GMVLVE | C | X | 202028366 |  | 000002612298 |  | ERP-MM-DC1 | 2011-12-17 | 20
HR10 | 2210-4-HR10-HAG20AA304 | 2000251044 | 212HAG20AA304 | 212HAG20AA304 | LP CIRC.PUMPS DISCH.PDT ISOL.VALVE | RMM | GMVLVE | C | X | 202028366 |  | 000002612302 |  | ERP-MM-DC1 | 2011-12-17 | 20
HR10 | 2210-4-HR10-HAG20AA305 | 2000251052 | 212HAG20AA305 | 212HAG20AA305 | LP CIRC.PUMPS DISCH.FSL ISOL.VALVE | RMM | GMVLVE | C | X | 202028366 |  | 000002612306 |  | ERP-MM-DC1 | 2011-12-17 | 20
HR10 | 2210-4-HR10-HAG20AA306 | 2000251060 | 212HAG20AA306 | 212HAG20AA306 | LP CIRC.PUMPS DISCH.FSL ISOL.VALVE | RMM | GMVLVE | C | X | 202028366 |  | 000002612310 |  | ERP-MM-DC1 | 2011-12-17 | 20
HR10 | 2210-4-HR10-HAG20CF000 | 2000251068 | 212HAG20CF000 | 212HAG20CF000 | FLOW SWITCHES | RMI | GISW-FLW | C | X | 202028366 |  | 000002612334 |  | ERP-MM-DC1 | 2011-12-17 | 20
HR10 | 2210-4-HR10-HAG20CF001 | 2000251076 | 212HAG20CF001 | 212HAG20FS01 | LP.CIRC.PUMP DISCH.TO EVPTR.FLOW SWITCH | RMI | GISW-FLW | C | X | 202028366 |  | 000002612338 |  | ERP-MM-DC1 | 2011-12-17 | 20
HR10 | 2210-4-HR10-HAG20CP001 | 2000251084 | 212HAG20CP001 | 212HAG20CP001 | LP CIRC.PUMPS DISCH/SUCT D.P.TRANSMITTER | RMI | GIXM-DP | C | X | 202028366 |  | 000002612342 |  | ERP-MM-DC1 | 2011-12-17 | 20
HR10 | 2210-4-HR10-HAG20CT401 | 2000251092 | 212HAG20CT401 | 212HAG20CT401 | LP.CIRC.PUMP DISCH.TEMP.TEST POINT | RMI | GITHRW | C | X | 202028366 |  | 000002612346 |  | ERP-MM-DC1 | 2011-12-17 | 20
HR10 | 2210-4-HR10-HAG51AA000 | 2000251100 | 212HAG51AA000 | 212HAG51AA000 | LIMIT SWITCH | RMI | GISW-LM | C | X | 202028366 |  | 000002612350 |  | ERP-MM-DC1 | 2011-12-17 | 20
HR10 | 2210-4-HR10-HAG51AA001 | 2000251108 | 212HAG51AA001 | 212HAG51AA001 | HP CIRC.PUMP-A SUC.STRAINER INLET VALVE | RMM | GMVLVE | C | X | 202028366 |  | 000002612374 |  | ERP-MM-DC1 | 2011-12-17 | 20
HR10 | 2210-4-HR10-HAG51AA002 | 2000251116 | 212HAG51AA002 | 212HAG51AA002 | HP CIRC.PUMP-A DISCH.CHECK VALVE/SWING | RMM | GMVLVE | C | X | 202028366 |  | 000002612378 |  | ERP-MM-DC1 | 2011-12-17 | 20
HR10 | 2210-4-HR10-HAG51AA003 | 2000251124 | 212HAG51AA003 | 212HAG51AA003 | HP CIRC.PUMP-A DISCHARGE VALVE | RMM | GMVLVE | C | X | 202028366 |  | 000002612382 |  | ERP-MM-DC1 | 2011-12-17 | 20
HR10 | 2210-4-HR10-HAG51AA301 | 2000251132 | 212HAG51AA301 | 212HAG51AA301 | HP CIRC.PUMP SUC.STRAINER PDI ISOL.VALVE | RMM | GMVLVE | C | X | 202028366 |  | 000002612386 |  | ERP-MM-DC1 | 2011-12-17 | 20
HR10 | 2210-4-HR10-HAG51AA302 | 2000251140 | 212HAG51AA302 | 212HAG51AA302 | HP CIRC.PUMP SUC.STRAINER PDI ISOL.VALVE | RMM | GMVLVE | C | X | 202028366 |  | 000002612390 |  | ERP-MM-DC1 | 2011-12-17 | 20
HR10 | 2210-4-HR10-HAG51AA303 | 2000251148 | 212HAG51AA303 | 212HAG51AA303 | HP CIRC.PUMP SUC.STRAINER PDI ISOL.VALVE | RMM | GMVLVE | C | X | 202028366 |  | 000002612414 |  | ERP-MM-DC1 | 2011-12-17 | 20
HR10 | 2210-4-HR10-HAG51AA304 | 2000251156 | 212HAG51AA304 | 212HAG51AA304 | HP CIRC.PUMP SUC.STRAINER PDI ISOL.VALVE | RMM | GMVLVE | C | X | 202028366 |  | 000002612418 |  | ERP-MM-DC1 | 2011-12-17 | 20
HR10 | 2210-4-HR10-HAG51AA305 | 2000251164 | 212HAG51AA305 | 212HAG51AA305 | HP CIRC.PUMP SUC.PR.INDICATOR ISOL.VALVE | RMM | GMVLVE | C | X | 202028366 |  | 000002612422 |  | ERP-MM-DC1 | 2011-12-17 | 20
HR10 | 2210-4-HR10-HAG51AA306 | 2000251172 | 212HAG51AA306 | 212HAG51AA306 | HP CIRC.PUMP SUC.PR.INDICATOR ISOL.VALVE | RMM | GMVLVE | C | X | 202028366 |  | 000002612426 |  | ERP-MM-DC1 | 2011-12-17 | 20
HR10 | 2210-4-HR10-HAG51AA307 | 2000251180 | 212HAG51AA307 | 212HAG51AA307 | HP CIRC.PUMP DIS.PR.INDICATOR ISOL.VALVE | RMM | GMVLVE | C | X | 202028366 |  | 000002612430 |  | ERP-MM-DC1 | 2011-12-17 | 20
HR10 | 2210-4-HR10-HAG51AA308 | 2000251188 | 212HAG51AA308 | 212HAG51AA308 | HP CIRC.PUMP DIS.PR.INDICATOR ISOL.VALVE | RMM | GMVLVE | C | X | 202028366 |  | 000002612454 |  | ERP-MM-DC1 | 2011-12-17 | 20
HR10 | 2210-4-HR10-HAG51AA309 | 2000251196 | 212HAG51AA309 | 212HAG51AA309 | HP CIRC.PUMP DIS/SUC PDS ISOL.VALVE | RMM | GMVLVE | C | X | 202028366 |  | 000002612458 |  | ERP-MM-DC1 | 2011-12-17 | 20
HR10 | 2210-4-HR10-HAG51AA310 | 2000251204 | 212HAG51AA310 | 212HAG51AA310 | HP CIRC.PUMP DIS/SUC PDS ISOL.VALVE | RMM | GMVLVE | C | X | 202028366 |  | 000002612462 |  | ERP-MM-DC1 | 2011-12-17 | 20
HR10 | 2210-4-HR10-HAG51AA311 | 2000251212 | 212HAG51AA311 | 212HAG51AA311 | HP CIRC.PUMP DIS/SUC PDS ISOL.VALVE | RMM | GMVLVE | C | X | 202028366 |  | 000002612466 |  | ERP-MM-DC1 | 2011-12-17 | 20
HR10 | 2210-4-HR10-HAG51AA312 | 2000251220 | 212HAG51AA312 | 212HAG51AA312 | HP CIRC.PUMP DIS/SUC PDS ISOL.VALVE | RMM | GMVLVE | C | X | 202028366 |  | 000002612470 |  | ERP-MM-DC1 | 2011-12-17 | 20
HR10 | 2210-4-HR10-HAG51AA401 | 2000251228 | 212HAG51AA401 | 212HAG51AA401 | HP CIRC.PUMP SUC.FILTER DRAIN VALVE | RMM | GMVLVE | C | X | 202028366 |  | 000002612494 |  | ERP-MM-DC1 | 2011-12-17 | 20
HR10 | 2210-4-HR10-HAG51AA402 | 2000251236 | 212HAG51AA402 | 212HAG51AA402 | HP CIRC.PUMP SUC.FILTER DRAIN VALVE | RMM | GMVLVE | C | X | 202028366 |  | 000002612498 |  | ERP-MM-DC1 | 2011-12-17 | 20
HR10 | 2210-4-HR10-HAG51AA403 | 2000251244 | 212HAG51AA403 | 212HAG51AA403 | HP CIRC.PUMP-A DRAIN VALVE | RMM | GMVLVE | B | X | 202028366 |  | 000002612502 |  | ERP-MM-DC1 | 2011-12-17 | 20
HR10 | 2210-4-HR10-HAG51AA404 | 2000251252 | 212HAG51AA404 | 212HAG51AA404 | HP CIRC.PUMP-A DRAIN VALVE | RMM | GMVLVE | B | X | 202028366 |  | 000002612506 |  | ERP-MM-DC1 | 2011-12-17 | 20
HR10 | 2210-4-HR10-HAG51AA405 | 2000251260 | 212HAG51AA405 | 212HAG51AA405 | HP CIRC.PUMP-A DISCH.DRAIN VALVE | RMM | GMVLVE | B | X | 202028366 |  | 000002612510 |  | ERP-MM-DC1 | 2011-12-17 | 20
HR10 | 2210-4-HR10-HAG51AA406 | 2000251268 | 212HAG51AA406 | 212HAG51AA406 | HP CIRC.PUMP-A DISCH.DRAIN VALVE | RMM | GMVLVE | B | X | 202028366 |  | 000002612534 |  | ERP-MM-DC1 | 2011-12-17 | 20
HR10 | 2210-4-HR10-HAG51AA407 | 2000251276 | 212HAG51AA407 | 212HAG51AA407 | HP CIRC.PUMP-A DISCH.DRAIN VALVE | RMM | GMVLVE | B | X | 202028366 |  | 000002612538 |  | ERP-MM-DC1 | 2011-12-17 | 20
HR10 | 2210-4-HR10-HAG51AA408 | 2000251284 | 212HAG51AA408 | 212HAG51AA408 | HP CIRC.PUMP-A DISCH.DRAIN VALVE | RMM | GMVLVE | B | X | 202028366 |  | 000002612552 |  | ERP-MM-DC1 | 2011-12-17 | 20
HR10 | 2210-4-HR10-HAG51AA409 | 2000251292 | 212HAG51AA409 | 212HAG51AA409 | HP CIRC.PUMP-A SUC.DRAIN VALVE | RMM | GMVLVE | B | X | 202028366 |  | 000002612556 |  | ERP-MM-DC1 | 2011-12-17 | 20
HR10 | 2210-4-HR10-HAG51AA410 | 2000251300 | 212HAG51AA410 | 212HAG51AA410 | HP CIRC.PUMP-A SUC.DRAIN VALVE | RMM | GMVLVE | B | X | 202028366 |  | 000002612560 |  | ERP-MM-DC1 | 2011-12-17 | 20
HR10 | 2210-4-HR10-HAG51AP001 | 2000251308 | 212HAG51AP001 | 212HAG51AP001 | HP HRSG CIRCULATING PUMP-A | RMM | GMPUMP | B | X | 202028366 |  | 000002612574 |  | ERP-MM-DC1 | 2011-12-17 | 20
HR10 | 2210-4-HR10-HAG51AP001-M01 | 2000251316 | 212HAG51AP001-M01 | 212HAG51AP001M1 | HP HRSG CIRC PUMP-A MOTOR | RME | GEMOTR | B | X | 202028366 |  | 000002612578 |  | ERP-MM-DC1 | 2011-12-17 | 20
HR10 | 2210-4-HR10-HAG51AP001KC01 | 2000251324 | 212HAG51AP001KC01 | 212HAG51AP001A | HP HRSG CIRC PUMP-A MOTOR HEATER | RME | GEHTR | B | X | 202028366 |  | 000002612592 |  | ERP-MM-DC1 | 2011-12-17 | 20
HR10 | 2210-4-HR10-HAG51AT001 | 2000251332 | 212HAG51AT001 | 212HAG51AT001 | HP CIRC.PUMP-A SUCTION STRAINER | RMM | GMSTRN | B | X | 202028366 |  | 000002612596 |  | ERP-MM-DC1 | 2011-12-17 | 20
HR10 | 2210-4-HR10-HAG51CP000 | 2000251340 | 212HAG51CP000 | 212HAG51CP000 | PRESSURE TRANSMITTER | RMI | GIXM-DP | C | X | 202028366 |  | 000002612600 |  | ERP-MM-DC1 | 2011-12-17 | 20
HR10 | 2210-4-HR10-HAG51CP004 | 2000251348 | 212HAG51CP004 | 212HAG51PDT04 | HP CIRC.PUMPS TO HP EVAPRTR.DP.TRANSMITR | RMI | GIXM-DP | C | X | 202028366 |  | 000002612614 |  | ERP-MM-DC1 | 2011-12-17 | 20
HR10 | 2210-4-HR10-HAG51CP005 | 2000251356 | 212HAG51CP005 | 212HAG51PDSL05 | HP CIRC.PUMP DIS/SUC.DIFF.PR.SWITCH | RMI | GISW-CN | C | X | 202028366 |  | 000002612618 |  | ERP-DLGN-EAA | 2013-03-05 | 20
HR10 | 2210-4-HR10-HAG51CP501 | 2000251364 | 212HAG51CP501 | 212HAG51PDI01 | HP CIRC.PUMP SUC.STR.DIFF.PR.INDICATOR | RMI | GIIN-PR | C | X | 202028366 |  | 000002612632 |  | ERP-MM-DC1 | 2011-12-17 | 20
HR10 | 2210-4-HR10-HAG51CP502 | 2000251372 | 212HAG51CP502 | 212HAG51CP502 | HP CIRC.PUMP SUC.PRESSURE INDICATOR | RMI | GIIN-PR | C | X | 202028366 |  | 000002612636 |  | ERP-MM-DC1 | 2011-12-17 | 20
HR10 | 2210-4-HR10-HAG51CP503 | 2000251380 | 212HAG51CP503 | 212HAG51CP503 | HP CIRC.PUMP DIS.PRESSURE INDICATOR | RMI | GIIN-PR | C | X | 202028366 |  | 000002612640 |  | ERP-MM-DC1 | 2011-12-17 | 20
HR10 | 2210-4-HR10-HAG51CT000 | 2000251388 | 212HAG51CT000 | 212HAG51CT000 | TEMP ELEMENT | RMI | GIEL-TE | C | X | 202028366 |  | 000002612654 |  | ERP-MM-DC1 | 2011-12-17 | 20
HR10 | 2210-4-HR10-HAG51CT001 | 2000251396 | 212HAG51CT001 | 212HAG51TE01 | HP CIRC.PUMP TEMEPERATURE ELEMENT | RMI | GIEL-TE | C | X | 202028366 |  | 000002612658 |  | ERP-MM-DC1 | 2011-12-17 | 20
HR10 | 2210-4-HR10-HAG51CT002 | 2000251404 | 212HAG51CT002 | 212HAG51TE02 | HP CIRC.PUMP TEMEPERATURE ELEMENT | RMI | GIEL-TE | C | X | 202028366 |  | 000002612672 |  | ERP-MM-DC1 | 2011-12-17 | 20
HR10 | 2210-4-HR10-HAG51CT003 | 2000251412 | 212HAG51CT003 | 212HAG51TE03 | HP CIRC.PUMP TEMEPERATURE ELEMENT | RMI | GIEL-TE | C | X | 202028366 |  | 000002612676 |  | ERP-MM-DC1 | 2011-12-17 | 20
HR10 | 2210-4-HR10-HAG52AA000 | 2000251420 | 212HAG52AA000 | 212HAG52AA000 | LIMIT SWITCH | RMI | GISW-LM | C | X | 202028366 |  | 000002612680 |  | ERP-MM-DC1 | 2011-12-17 | 20
HR10 | 2210-4-HR10-HAG52AA001 | 2000251428 | 212HAG52AA001 | 212HAG52AA001 | HP CIRC.PUMP-B SUC.STRAINER INLET VALVE | RMM | GMVLVE | C | X | 202028366 |  | 000002612694 |  | ERP-MM-DC1 | 2011-12-17 | 20
HR10 | 2210-4-HR10-HAG52AA002 | 2000251436 | 212HAG52AA002 | 212HAG52AA002 | HP CIRC.PUMP-B DISCH.CHECK VALVE/SWING | RMM | GMVLVE | C | X | 202028366 |  | 000002612698 |  | ERP-MM-DC1 | 2011-12-17 | 20
HR10 | 2210-4-HR10-HAG52AA003 | 2000251444 | 212HAG52AA003 | 212HAG52AA003 | HP CIRC.PUMP-B DISCHARGE VALVE | RMM | GMVLVE | C | X | 202028366 |  | 000002612712 |  | ERP-MM-DC1 | 2011-12-17 | 20
HR10 | 2210-4-HR10-HAG52AA301 | 2000251452 | 212HAG52AA301 | 212HAG52AA301 | HP CIRC.PUMP SUC.STRAINER PDI ISOL.VALVE | RMM | GMVLVE | B | X | 202028366 |  | 000002612716 |  | ERP-MM-DC1 | 2011-12-17 | 20
HR10 | 2210-4-HR10-HAG52AA302 | 2000251460 | 212HAG52AA302 | 212HAG52AA302 | HP CIRC.PUMP SUC.STRAINER PDI ISOL.VALVE | RMM | GMVLVE | B | X | 202028366 |  | 000002612720 |  | ERP-MM-DC1 | 2011-12-17 | 20
HR10 | 2210-4-HR10-HAG52AA303 | 2000251468 | 212HAG52AA303 | 212HAG52AA303 | HP CIRC.PUMP SUC.STRAINER PDI ISOL.VALVE | RMM | GMVLVE | B | X | 202028366 |  | 000002612734 |  | ERP-MM-DC1 | 2011-12-17 | 20
HR10 | 2210-4-HR10-HAG52AA304 | 2000251476 | 212HAG52AA304 | 212HAG52AA304 | HP CIRC.PUMP SUC.STRAINER PDI ISOL.VALVE | RMM | GMVLVE | B | X | 202028366 |  | 000002612738 |  | ERP-MM-DC1 | 2011-12-17 | 20
HR10 | 2210-4-HR10-HAG52AA305 | 2000251484 | 212HAG52AA305 | 212HAG52AA305 | HP CIRC.PUMP SUC.PR.INDICATOR ISOL.VALVE | RMM | GMVLVE | B | X | 202028366 |  | 000002612752 |  | ERP-MM-DC1 | 2011-12-17 | 20
HR10 | 2210-4-HR10-HAG52AA306 | 2000251492 | 212HAG52AA306 | 212HAG52AA306 | HP CIRC.PUMP SUC.PR.INDICATOR ISOL.VALVE | RMM | GMVLVE | B | X | 202028366 |  | 000002612756 |  | ERP-MM-DC1 | 2011-12-17 | 20
HR10 | 2210-4-HR10-HAG52AA307 | 2000251500 | 212HAG52AA307 | 212HAG52AA307 | HP CIRC.PUMP DIS.PR.INDICATOR ISOL.VALVE | RMM | GMVLVE | B | X | 202028366 |  | 000002612760 |  | ERP-MM-DC1 | 2011-12-17 | 20
HR10 | 2210-4-HR10-HAG52AA308 | 2000251508 | 212HAG52AA308 | 212HAG52AA308 | HP CIRC.PUMP DIS.PR.INDICATOR ISOL.VALVE | RMM | GMVLVE | B | X | 202028366 |  | 000002612774 |  | ERP-MM-DC1 | 2011-12-17 | 20
HR10 | 2210-4-HR10-HAG52AA309 | 2000251516 | 212HAG52AA309 | 212HAG52AA309 | HP CIRC.PUMP DIS/SUC PDS ISOL.VALVE | RMM | GMVLVE | C | X | 202028366 |  | 000002612778 |  | ERP-MM-DC1 | 2011-12-17 | 20
HR10 | 2210-4-HR10-HAG52AA310 | 2000251524 | 212HAG52AA310 | 212HAG52AA310 | HP CIRC.PUMP DIS/SUC PDS ISOL.VALVE | RMM | GMVLVE | C | X | 202028366 |  | 000002612792 |  | ERP-MM-DC1 | 2011-12-17 | 20
HR10 | 2210-4-HR10-HAG52AA311 | 2000251532 | 212HAG52AA311 | 212HAG52AA311 | HP CIRC.PUMP DIS/SUC PDS ISOL.VALVE | RMM | GMVLVE | C | X | 202028366 |  | 000002612796 |  | ERP-MM-DC1 | 2011-12-17 | 20
HR10 | 2210-4-HR10-HAG52AA312 | 2000251540 | 212HAG52AA312 | 212HAG52AA312 | HP CIRC.PUMP DIS/SUC PDS ISOL.VALVE | RMM | GMVLVE | C | X | 202028366 |  | 000002612800 |  | ERP-MM-DC1 | 2011-12-17 | 20
HR10 | 2210-4-HR10-HAG52AA401 | 2000251548 | 212HAG52AA401 | 212HAG52AA401 | HP CIRC.PUMP SUC.FILTER DRAIN VALVE | RMM | GMVLVE | C | X | 202028366 |  | 000002612814 |  | ERP-MM-DC1 | 2011-12-17 | 20
HR10 | 2210-4-HR10-HAG52AA402 | 2000251556 | 212HAG52AA402 | 212HAG52AA402 | HP CIRC.PUMP SUC.FILTER DRAIN VALVE | RMM | GMVLVE | C | X | 202028366 |  | 000002612818 |  | ERP-MM-DC1 | 2011-12-17 | 20
HR10 | 2210-4-HR10-HAG52AA403 | 2000251564 | 212HAG52AA403 | 212HAG52AA403 | HP CIRC.PUMP-B DRAIN VALVE | RMM | GMVLVE | B | X | 202028366 |  | 000002612832 |  | ERP-MM-DC1 | 2011-12-17 | 20
HR10 | 2210-4-HR10-HAG52AA404 | 2000251572 | 212HAG52AA404 | 212HAG52AA404 | HP CIRC.PUMP-B DRAIN VALVE | RMM | GMVLVE | B | X | 202028366 |  | 000002612836 |  | ERP-MM-DC1 | 2011-12-17 | 20
HR10 | 2210-4-HR10-HAG52AA405 | 2000251580 | 212HAG52AA405 | 212HAG52AA405 | HP CIRC.PUMP-B DISCH.DRAIN VALVE | RMM | GMVLVE | B | X | 202028366 |  | 000002612840 |  | ERP-MM-DC1 | 2011-12-17 | 20
HR10 | 2210-4-HR10-HAG52AA406 | 2000251588 | 212HAG52AA406 | 212HAG52AA406 | HP CIRC.PUMP-B DISCH.DRAIN VALVE | RMM | GMVLVE | B | X | 202028366 |  | 000002612854 |  | ERP-MM-DC1 | 2011-12-17 | 20
HR10 | 2210-4-HR10-HAG52AA407 | 2000251596 | 212HAG52AA407 | 212HAG52AA407 | HP CIRC.PUMP-B DISCH.DRAIN VALVE | RMM | GMVLVE | B | X | 202028366 |  | 000002612858 |  | ERP-MM-DC1 | 2011-12-17 | 20
HR10 | 2210-4-HR10-HAG52AA408 | 2000251604 | 212HAG52AA408 | 212HAG52AA408 | HP CIRC.PUMP-B DISCH.DRAIN VALVE | RMM | GMVLVE | B | X | 202028366 |  | 000002612872 |  | ERP-MM-DC1 | 2011-12-17 | 20
HR10 | 2210-4-HR10-HAG52AA409 | 2000251612 | 212HAG52AA409 | 212HAG52AA409 | HP CIRC.PUMP-B SUC.DRAIN VALVE | RMM | GMVLVE | B | X | 202028366 |  | 000002612876 |  | ERP-MM-DC1 | 2011-12-17 | 20
HR10 | 2210-4-HR10-HAG52AA410 | 2000251620 | 212HAG52AA410 | 212HAG52AA410 | HP CIRC.PUMP-B SUC.DRAIN VALVE | RMM | GMVLVE | B | X | 202028366 |  | 000002612880 |  | ERP-MM-DC1 | 2011-12-17 | 20
HR10 | 2210-4-HR10-HAG52AP001 | 2000251628 | 212HAG52AP001 | 212HAG52AP001 | HP HRSG CIRCULATING PUMP-B | RMM | GMPUMP | B | X | 202028366 |  | 000002612894 |  | ERP-MM-DC1 | 2011-12-17 | 20
HR10 | 2210-4-HR10-HAG52AP001-M01 | 2000251636 | 212HAG52AP001-M01 | 212HAG52AP001M1 | HP HRSG CIRC PUMP-B MOTOR | RME | GEMOTR | B | X | 202028366 |  | 000002612898 |  | ERP-MM-DC1 | 2011-12-17 | 20
HR10 | 2210-4-HR10-HAG52AP001KC01 | 2000251644 | 212HAG52AP001KC01 | 212HAG52AP001A | HP HRSG PUMP-B MOTOR HEATER | RME | GEHTR | B | X | 202028366 |  | 000002612912 |  | ERP-MM-DC1 | 2011-12-17 | 20
HR10 | 2210-4-HR10-HAG52AT001 | 2000251652 | 212HAG52AT001 | 212HAG52AT001 | HP CIRC.PUMP-B SUCTION STRAINER | RMM | GMSTRN | B | X | 202028366 |  | 000002612916 |  | ERP-MM-DC1 | 2011-12-17 | 20
HR10 | 2210-4-HR10-HAG52CP000 | 2000251660 | 212HAG52CP000 | 212HAG52CP000 | PRESSURE TRANSMITTER | RMI | GIXM-DP | C | X | 202028366 |  | 000002612920 |  | ERP-MM-DC1 | 2011-12-17 | 20
HR10 | 2210-4-HR10-HAG52CP005 | 2000251668 | 212HAG52CP005 | 212HAG52PDSL05 | HP CIRC.PUMP DIS/SUC.DIFF.PR.SWITCH | RMI | GISW-CN | C | X | 202028366 |  | 000002612934 |  | ERP-DLGN-EAA | 2013-03-05 | 20
HR10 | 2210-4-HR10-HAG52CP501 | 2000251676 | 212HAG52CP501 | 212HAG52PDI01 | HP CIRC.PUMP SUC.STR.DIFF.PR.INDICATOR | RMI | GIIN-PR | C | X | 202028366 |  | 000002612938 |  | ERP-MM-DC1 | 2011-12-17 | 20
HR10 | 2210-4-HR10-HAG52CP502 | 2000251684 | 212HAG52CP502 | 212HAG52CP502 | HP CIRC.PUMP SUC.PRESSURE INDICATOR | RMI | GIIN-PR | C | X | 202028366 |  | 000002612952 |  | ERP-MM-DC1 | 2011-12-17 | 20
HR10 | 2210-4-HR10-HAG52CP503 | 2000251692 | 212HAG52CP503 | 212HAG52CP503 | HP CIRC.PUMP DIS.PRESSURE INDICATOR | RMI | GIIN-PR | C | X | 202028366 |  | 000002612956 |  | ERP-MM-DC1 | 2011-12-17 | 20
HR10 | 2210-4-HR10-HAG52CT000 | 2000251700 | 212HAG52CT000 | 212HAG52CT000 | TEMP ELEMENT | RMI | GIEL-TE | C | X | 202028366 |  | 000002612960 |  | ERP-MM-DC1 | 2011-12-17 | 20
HR10 | 2210-4-HR10-HAG52CT001 | 2000251708 | 212HAG52CT001 | 212HAG52TE01 | HP CIRC.PUMP TEMPERATURE ELEMENT | RMI | GIEL-TE | C | X | 202028366 |  | 000002612974 |  | ERP-MM-DC1 | 2011-12-17 | 20
HR10 | 2210-4-HR10-HAG52CT002 | 2000251716 | 212HAG52CT002 | 212HAG52TE02 | HP CIRC.PUMP TEMPERATURE ELEMENT | RMI | GIEL-TE | C | X | 202028366 |  | 000002612978 |  | ERP-MM-DC1 | 2011-12-17 | 20
HR10 | 2210-4-HR10-HAG52CT003 | 2000251724 | 212HAG52CT003 | 212HAG52TE03 | HP CIRC.PUMP TEMPERATURE ELEMENT | RMI | GIEL-TE | C | X | 202028366 |  | 000002612992 |  | ERP-MM-DC1 | 2011-12-17 | 20
HR10 | 2210-4-HR10-HAG60AA301 | 2000251732 | 212HAG60AA301 | 212HAG60AA301 | HP CIRC. PUMPS DIS. PDT ISOL. VALVE | RMM | GMVLVE | C | X | 202028366 |  | 000002612996 |  | ERP-MM-DC1 | 2011-12-17 | 20
HR10 | 2210-4-HR10-HAG60AA302 | 2000251740 | 212HAG60AA302 | 212HAG60AA302 | HP CIRC. PUMPS DIS. PDT ISOL. VALVE | RMM | GMVLVE | C | X | 202028366 |  | 000002613000 |  | ERP-MM-DC1 | 2011-12-17 | 20
HR10 | 2210-4-HR10-HAG60AA303 | 2000251748 | 212HAG60AA303 | 212HAG60AA303 | HP CIRC. PUMPS DIS. PDT ISOL. VALVE | RMM | GMVLVE | C | X | 202028366 |  | 000002613014 |  | ERP-MM-DC1 | 2011-12-17 | 20
HR10 | 2210-4-HR10-HAG60AA304 | 2000251756 | 212HAG60AA304 | 212HAG60AA304 | HP CIRC. PUMPS DIS. PDT ISOL. VALVE | RMM | GMVLVE | C | X | 202028366 |  | 000002613018 |  | ERP-MM-DC1 | 2011-12-17 | 20
HR10 | 2210-4-HR10-HAG60AA305 | 2000251764 | 212HAG60AA305 | 212HAG60AA305 | HP CIRC.PUMPS DIS.FLOW SWITCH ISOL.VALVE | RMM | GMVLVE | C | X | 202028366 |  | 000002613032 |  | ERP-MM-DC1 | 2011-12-17 | 20
HR10 | 2210-4-HR10-HAG60AA306 | 2000251772 | 212HAG60AA306 | 212HAG60AA306 | HP CIRC.PUMPS DIS.FLOW SWITCH ISOL.VALVE | RMM | GMVLVE | C | X | 202028366 |  | 000002613036 |  | ERP-MM-DC1 | 2011-12-17 | 20
HR10 | 2210-4-HR10-HAG60CF000 | 2000251780 | 212HAG60CF000 | 212HAG60CF000 | FLOW SWITCHES | RMI | GISW-FLW | C | X | 202028366 |  | 000002613040 |  | ERP-MM-DC1 | 2011-12-17 | 20
HR10 | 2210-4-HR10-HAG60CF001 | 2000251788 | 212HAG60CF001 | 212HAG60CF001 | HP CIRC.PUMP DIS.FLOW SWITCH | RMI | GISW-FLW | C | X | 202028366 |  | 000002613054 |  | ERP-MM-DC1 | 2011-12-17 | 20
HR10 | 2210-4-HR10-HAG60CP001 | 2000251796 | 212HAG60CP001 | 212HAG60CP001 | HP CIRC.PUMP DIS/SUC DIFF.PR.TRANSMITTER | RMI | GIXM-DP | C | X | 202028366 |  | 000002613058 |  | ERP-MM-DC1 | 2011-12-17 | 20
HR10 | 2210-4-HR10-HAG60CT001 | 2000251804 | 212HAG60CT001 | 212HAG60CT001 | HP CIRC.PUMP DIS.TEMPERATURE ELEMENT | RMI | GIEL-TE | C | X | 202028366 |  | 000002613072 |  | ERP-MM-DC1 | 2011-12-17 | 20
HR10 | 2210-4-HR10-HAH50AA401 | 2000251812 | 212HAH50AA401 | 212HAH50AA401 | HP SUPERHEATER DRAIN VALVE/Y-TYPE | RMM | GMVLVE | B | X | 202028366 |  | 000002613076 |  | ERP-MM-DC1 | 2011-12-17 | 20
HR10 | 2210-4-HR10-HAH50AA402 | 2000251820 | 212HAH50AA402 | 212HAH50AA402 | HP SUPERHEATER DRAIN VALVE/Y-TYPE | RMM | GMVLVE | B | X | 202028366 |  | 000002613080 |  | ERP-MM-DC1 | 2011-12-17 | 20
HR10 | 2210-4-HR10-HAH50AA501 | 2000251828 | 212HAH50AA501 | 212HAH50AA501 | HP SATURATED STEAM VENT VALVE | RMM | GMVLVE | B | X | 202028366 |  | 000002613094 |  | ERP-MM-DC1 | 2011-12-17 | 20
HR10 | 2210-4-HR10-HAH50AA502 | 2000251836 | 212HAH50AA502 | 212HAH50AA502 | HP DRUM VENT VALVE | RMM | GMVLVE | B | X | 202028366 |  | 000002613098 |  | ERP-MM-DC1 | 2011-12-17 | 20
HR10 | 2210-4-HR10-HAH50AA503 | 2000251844 | 212HAH50AA503 | 212HAH50AA503 | HP SUPERHEATER VENT VALVE | RMM | GMVLVE | B | X | 202028366 |  | 000002613112 |  | ERP-MM-DC1 | 2011-12-17 | 20
HR10 | 2210-4-HR10-HAH50AA504 | 2000251853 | 212HAH50AA504 | 212HAH50AA504 | HP SUPERHEATER VENT VALVE | RMM | GMVLVE | B | X | 202028366 |  | 000002613117 |  | ERP-MM-DC1 | 2011-12-17 | 20
HR10 | 2210-4-HR10-HAH50AA601 | 2000251861 | 212HAH50AA601 | 212HAH50AA601 | HP SATURATED STEAM SAMPLING ISOL. VALVE | RMM | GMVLVE | B | X | 202028366 |  | 000002613131 |  | ERP-MM-DC1 | 2011-12-17 | 20
HR10 | 2210-4-HR10-HAH50AA602 | 2000251869 | 212HAH50AA602 | 212HAH50AA602 | HP SATURATED STEAM SAMPLING ISOL. VALVE | RMM | GMVLVE | B | X | 202028366 |  | 000002613135 |  | ERP-MM-DC1 | 2011-12-17 | 20
HR10 | 2210-4-HR10-HAH50AA603 | 2000251877 | 212HAH50AA603 | 212HAH50AA603 | HP ST. DRUM NITROGENE CHECK VALVE/PISTON | RMM | GMVLVE | B | X | 202028366 |  | 000002613139 |  | ERP-MM-DC1 | 2011-12-17 | 20
HR10 | 2210-4-HR10-HAH50AA604 | 2000251885 | 212HAH50AA604 | 212HAH50AA604 | HP ST DRUM NITROGENE ISOL. VALVE | RMM | GMVLVE | B | X | 202028366 |  | 000002613153 |  | ERP-MM-DC1 | 2011-12-17 | 20
HR10 | 2210-4-HR10-HAH50AA605 | 2000251893 | 212HAH50AA605 | 212HAH50AA605 | HP ST. DRUM NITROGENE ISOL. VALVE | RMM | GMVLVE | B | X | 202028366 |  | 000002613157 |  | ERP-MM-DC1 | 2011-12-17 | 20
HR10 | 2210-4-HR10-HAH50AC001 | 2000251901 | 212HAH50AC001 | 212HAH50AC001 | HP SUPERHEATER | RMM | GMSUPR | C | X | 202028366 |  | 000002613171 |  | ERP-MM-DC1 | 2011-12-17 | 20
HR10 | 2210-4-HR10-HAH50BR001 | 2000251909 | 212HAH50BR001 | 212HAH50BR001 | HP ST.DRUM TO SUPERHEATER PIPING | RMM | GMPIPE | C | X | 202028366 |  | 000002613175 |  | ERP-MM-DC1 | 2011-12-17 | 20
HR10 | 2210-4-HR10-HAH50BR601 | 2000251917 | 212HAH50BR601 | 212HAH50BR601 | HP STEAM PIPING FOR SAMPLING SYSTEM | RMM | GMPIPE | B | X | 202028366 |  | 000002613179 |  | ERP-MM-DC1 | 2011-12-17 | 20
HR10 | 2210-4-HR10-HAH50BR602 | 2000251925 | 212HAH50BR602 | 212HAH50BR602 | NITROGEN TO HP ST. DRUM PIPING | RMM | GMPIPE | B | X | 202028366 |  | 000002613193 |  | ERP-MM-DC1 | 2011-12-17 | 20
HR10 | 2210-4-HR10-HAH50CT001 | 2000251933 | 212HAH50CT001 | 212HAH50CT001 | HP SUPERHEATER TEMPERATURE ELEMENT | RMI | GIEL-TE | C | X | 202028366 |  | 000002613197 |  | ERP-MM-DC1 | 2011-12-17 | 20
HR10 | 2210-4-HR10-HAH50CT002 | 2000251941 | 212HAH50CT002 | 212HAH50CT002 | HP SUPERHEATER TEMPERATURE ELEMENT | RMI | GIEL-TE | C | X | 202028366 |  | 000002613211 |  | ERP-MM-DC1 | 2011-12-17 | 20
HR10 | 2210-4-HR10-HAH50CT401 | 2000251949 | 212HAH50CT401 | 212HAH50CT401 | HP SATURATED STEAM TEMPERATURE TESTPOINT | RMI | GITHRW | C | X | 202028366 |  | 000002613215 |  | ERP-MM-DC1 | 2011-12-17 | 20
HR10 | 2210-4-HR10-HBA00CP000 | 2000251957 | 212HBA00CP000 | 212HBA00PT | FLUE GAS PRESSURE TRANSMITTERS - GROUP | RMI | GIXM-DP | C | X | 202028366 |  | 000002613219 |  | ERP-MM-DC1 | 2011-12-17 | 20
HR10 | 2210-4-HR10-HBK10AA301 | 2000251965 | 212HBK10AA301 | 212HBK10AA301 | HRSG HP SUP.HTR.EXH.GAS PT ISOL. VALVE | RMM | GMVLVE | C | X | 202028366 |  | 000002613233 |  | ERP-MM-DC1 | 2011-12-17 | 20
HR10 | 2210-4-HR10-HBK10AA302 | 2000251973 | 212HBK10AA302 | 212HBK10AA302 | HRSG HP SUP.HTR.EXH.GAS PT ISOL.VALVE | RMM | GMVLVE | C | X | 202028366 |  | 000002613237 |  | ERP-MM-DC1 | 2011-12-17 | 20
HR10 | 2210-4-HR10-HBK10AA303 | 2000251981 | 212HBK10AA303 | 212HBK10AA303 | HRSG HP.EVAPR.EXH.GAS PT ISOL. VALVE | RMM | GMVLVE | C | X | 202028366 |  | 000002613251 |  | ERP-MM-DC1 | 2011-12-17 | 20
HR10 | 2210-4-HR10-HBK10AA304 | 2000251989 | 212HBK10AA304 | 212HBK10AA304 | HRSG HP.EVAPR.EXH.GAS PT. ISOL. VALVE | RMM | GMVLVE | C | X | 202028366 |  | 000002613255 |  | ERP-MM-DC1 | 2011-12-17 | 20
HR10 | 2210-4-HR10-HBK10AA305 | 2000251997 | 212HBK10AA305 | 212HBK10AA305 | HRSG HP ECONOMSR.EXH.GAS PT.ISOL.VALVE | RMM | GMVLVE | C | X | 202028366 |  | 000002613259 |  | ERP-MM-DC1 | 2011-12-17 | 20
HR10 | 2210-4-HR10-HBK10AA306 | 2000252005 | 212HBK10AA306 | 212HBK10AA306 | HRSG HP ECONOMSR.EXH.GAS PT.ISOL. VALVE | RMM | GMVLVE | C | X | 202028366 |  | 000002613273 |  | ERP-MM-DC1 | 2011-12-17 | 20
HR10 | 2210-4-HR10-HBK10AA307 | 2000252013 | 212HBK10AA307 | 212HBK10AA307 | HRSG LP EVAPR.EXH. GAS PT. ISOL. VALVE | RMM | GMVLVE | C | X | 202028366 |  | 000002613277 |  | ERP-MM-DC1 | 2011-12-17 | 20
HR10 | 2210-4-HR10-HBK10AA308 | 2000252021 | 212HBK10AA308 | 212HBK10AA308 | HRSG LP EVAPR.EXH. GAS PT. ISOL. VALVE | RMM | GMVLVE | C | X | 202028366 |  | 000002613291 |  | ERP-MM-DC1 | 2011-12-17 | 20
HR10 | 2210-4-HR10-HBK10AA309 | 2000252029 | 212HBK10AA309 | 212HBK10AA309 | HRSG OUTLET DUCT EXH. GAS PT. ISOL.VALVE | RMM | GMVLVE | C | X | 202028366 |  | 000002613295 |  | ERP-MM-DC1 | 2011-12-17 | 20
HR10 | 2210-4-HR10-HBK10AA310 | 2000252037 | 212HBK10AA310 | 212HBK10AA310 | HRSG OUTLET DUCT EXH. GAS PT. ISOL.VALVE | RMM | GMVLVE | C | X | 202028366 |  | 000002613299 |  | ERP-MM-DC1 | 2011-12-17 | 20
HR10 | 2210-4-HR10-HBK10BR001 | 2000252045 | 212HBK10BR001 | 212HBK10BR001 | BOILER CASING | RMM | GMBO-CO | C | X | 202028366 |  | 000002613313 |  | ERP-MM-DC1 | 2011-12-17 | 20
HR10 | 2210-4-HR10-HBK10CP001 | 2000252053 | 212HBK10CP001 | 212HBK10CP001 | HRSG HP SUP.HTR.EXH.GAS PRESS.TRANSMITER | RMI | GIXM-DP | C | X | 202028366 |  | 000002613317 |  | ERP-MM-DC1 | 2011-12-17 | 20
HR10 | 2210-4-HR10-HBK10CP002 | 2000252061 | 212HBK10CP002 | 212HBK10CP002 | HRSG HP EVAPR.EXH.GAS PRESS.TRANSMITTER | RMI | GIXM-DP | C | X | 202028366 |  | 000002613331 |  | ERP-MM-DC1 | 2011-12-17 | 20
HR10 | 2210-4-HR10-HBK10CP003 | 2000252069 | 212HBK10CP003 | 212HBK10CP003 | HRSG HP ECON.EXH.GAS PRESS.TRANSMITTER | RMI | GIXM-DP | C | X | 202028366 |  | 000002613335 |  | ERP-MM-DC1 | 2011-12-17 | 20
HR10 | 2210-4-HR10-HBK10CP004 | 2000252077 | 212HBK10CP004 | 212HBK10CP004 | HRSG LP EVAPR.EXH. GAS PRESS.TRANSMITTER | RMI | GIXM-DP | C | X | 202028366 |  | 000002613339 |  | ERP-MM-DC1 | 2011-12-17 | 20
HR10 | 2210-4-HR10-HBK10CP005 | 2000252085 | 212HBK10CP005 | 212HBK10CP005 | HRSG O/L DUCT EXH. GAS PRESS.TRANSMITTER | RMI | GIXM-DP | C | X | 202028366 |  | 000002613353 |  | ERP-MM-DC1 | 2011-12-17 | 20
HR10 | 2210-4-HR10-HBK10CT001 | 2000252093 | 212HBK10CT001 | 212HBK10CT001 | HRSG HP SUP.HTR.EXH.GAS TEMP. ELEMENT | RMI | GIEL-TE | C | X | 202028366 |  | 000002613357 |  | ERP-MM-DC1 | 2011-12-17 | 20
HR10 | 2210-4-HR10-HBK10CT004 | 2000252101 | 212HBK10CT004 | 212HBK10CT004 | HRSG O/L DUCT EXH.GS TEMP. ELEMENT | RMI | GIEL-TE | C | X | 202028366 |  | 000002613371 |  | ERP-MM-DC1 | 2011-12-17 | 20
HR10 | 2210-4-HR10-HBK10CT401 | 2000252109 | 212HBK10CT401 | 212HBK10CT401 | HRSG HP SUP.HTR.EXH.GAS TEMP. TEST POINT | RMI | GITHRW | C | X | 202028366 |  | 000002613375 |  | ERP-MM-DC1 | 2011-12-17 | 20
HR10 | 2210-4-HR10-HBK10CT402 | 2000252117 | 212HBK10CT402 | 212HBK10CT402 | HRSG HP SUP.HTR.EXH.GAS TEMP.TEST POINT | RMI | GITHRW | C | X | 202028366 |  | 000002613379 |  | ERP-MM-DC1 | 2011-12-17 | 20
HR10 | 2210-4-HR10-HBK10CT403 | 2000252125 | 212HBK10CT403 | 212HBK10CT403 | HRSG HP EVAPR.EXH.GAS TEMP.TEST POINT | RMI | GITHRW | C | X | 202028366 |  | 000002613393 |  | ERP-MM-DC1 | 2011-12-17 | 20
HR10 | 2210-4-HR10-HBK10CT404 | 2000252133 | 212HBK10CT404 | 212HBK10CT404 | HRSG HP EVAPR.EXH.GAS TEMP.TEST POINT | RMI | GITHRW | C | X | 202028366 |  | 000002613397 |  | ERP-MM-DC1 | 2011-12-17 | 20
HR10 | 2210-4-HR10-HBK10CT405 | 2000252141 | 212HBK10CT405 | 212HBK10CT405 | HRSG HP ECON. EXH. GAS TEMP.TEST POINT | RMI | GITHRW | C | X | 202028366 |  | 000002613411 |  | ERP-MM-DC1 | 2011-12-17 | 20
HR10 | 2210-4-HR10-HBK10CT406 | 2000252149 | 212HBK10CT406 | 212HBK10CT406 | HRSG HP ECON.EXH. GAS TEMP.TEST POINT | RMI | GITHRW | C | X | 202028366 |  | 000002613415 |  | ERP-MM-DC1 | 2011-12-17 | 20
HR10 | 2210-4-HR10-HBK10CT407 | 2000252157 | 212HBK10CT407 | 212HBK10CT407 | HRSG LP EVAPR.EXH.GAS TEMP.TEST POINT | RMI | GITHRW | C | X | 202028366 |  | 000002613419 |  | ERP-MM-DC1 | 2011-12-17 | 20
HR10 | 2210-4-HR10-HBK10CT408 | 2000252165 | 212HBK10CT408 | 212HBK10CT408 | HRSG LP EVAPR.EXH.GAS TEMP.TEST POINT | RMI | GITHRW | C | X | 202028366 |  | 000002613433 |  | ERP-MM-DC1 | 2011-12-17 | 20
HR10 | 2210-4-HR10-HBK10CT409 | 2000252173 | 212HBK10CT409 | 212HBK10CT409 | HRSG O/L DUCT EXH.GAS TEMP.TEST POINT | RMI | GITHRW | C | X | 202028366 |  | 000002613437 |  | ERP-MM-DC1 | 2011-12-17 | 20
HR10 | 2210-4-HR10-HBK10CT410 | 2000252181 | 212HBK10CT410 | 212HBK10CT410 | HRSG O/L DUCT EXH.GAS TEMP.TEST POINT | RMI | GITHRW | C | X | 202028366 |  | 000002613451 |  | ERP-MM-DC1 | 2011-12-17 | 20
HR10 | 2210-4-HR10-HBK10CT411 | 2000252189 | 212HBK10CT411 | 212HBK10CT411 | HRSG EXH.GAS SKIN TEMP.TEST POINT | RMI | GITHRW | C | X | 202028366 |  | 000002613455 |  | ERP-MM-DC1 | 2011-12-17 | 20
HR10 | 2210-4-HR10-HBK10CT412 | 2000252197 | 212HBK10CT412 | 212HBK10CT412 | HRSG EXH.GAS SKIN TEMP.TEST POINT | RMI | GITHRW | C | X | 202028366 |  | 000002613459 |  | ERP-MM-DC1 | 2011-12-17 | 20
HR10 | 2210-4-HR10-HCA11AA001 | 2000252205 | 212HCA11AA001 | 212HCA11AA001 | SOOTBLOWER SEAL AIR FAN-A DISCHARGE V/V | RMM | GMVLVE | B | X | 202028366 |  | 000002613473 |  | ERP-MM-DC1 | 2011-12-17 | 20
HR10 | 2210-4-HR10-HCA11AA002 | 2000252213 | 212HCA11AA002 | 212HCA11AA002 | SOOTBLOWER SEAL AIR FAN-A DISC.CHECK V/V | RMM | GMVLVE | C | X | 202028366 |  | 000002613477 |  | ERP-MM-DC1 | 2011-12-17 | 20
HR10 | 2210-4-HR10-HCA11AN001 | 2000252221 | 212HCA11AN001 | 212HCA11AN001 | SOOT BLOWER SEALING AIR FAN-A | RMM | GMFAN | B | X | 202028366 |  | 000002613491 |  | ERP-MM-DC1 | 2011-12-17 | 20
HR10 | 2210-4-HR10-HCA11AN001-M01 | 2000252229 | 212HCA11AN001-M01 | 212HCA11AN001M1 | SOOTBLOWER SEALING AIR FAN A - MOTOR | RME | GEMOTR | B | X | 202028366 |  | 000002613495 |  | ERP-MM-DC1 | 2011-12-17 | 20
HR10 | 2210-4-HR10-HCA12AA001 | 2000252237 | 212HCA12AA001 | 212HCA12AA001 | SOOTBLOWER SEAL AIR FAN-B DISCHARGE V/V | RMM | GMVLVE | B | X | 202028366 |  | 000002613499 |  | ERP-MM-DC1 | 2011-12-17 | 20
HR10 | 2210-4-HR10-HCA12AA002 | 2000252245 | 212HCA12AA002 | 212HCA12AA002 | SOOTBLOWER SEAL AIR FAN-B DISC.CHECK V/V | RMM | GMVLVE | C | X | 202028366 |  | 000002613513 |  | ERP-MM-DC1 | 2011-12-17 | 20
HR10 | 2210-4-HR10-HCA12AN001 | 2000252253 | 212HCA12AN001 | 212HCA12AN001 | SOOTBLOWER SEALING AIR FAN-B | RMM | GMFAN | B | X | 202028366 |  | 000002613517 |  | ERP-MM-DC1 | 2011-12-17 | 20
HR10 | 2210-4-HR10-HCA12AN001-M01 | 2000252261 | 212HCA12AN001-M01 | 212HCA12AN001M1 | SOOTBLOWER SEALING AIR FAN B- MOTOR | RME | GEMOTR | B | X | 202028366 |  | 000002613531 |  | ERP-MM-DC1 | 2011-12-17 | 20
HR10 | 2210-4-HR10-HCA20AA301 | 2000252269 | 212HCA20AA301 | 212HCA20AA301 | S.BLOWER SEAL AIR FAN DISC.PS ISOL.VALVE | RMM | GMVLVE | C | X | 202028366 |  | 000002613535 |  | ERP-MM-DC1 | 2011-12-17 | 20
HR10 | 2210-4-HR10-HCA20AA302 | 2000252277 | 212HCA20AA302 | 212HCA20AA302 | S.BLOWER SEAL AIR FAN DISC.PS ISOL.VALVE | RMM | GMVLVE | C | X | 202028366 |  | 000002613539 |  | ERP-MM-DC1 | 2011-12-17 | 20
HR10 | 2210-4-HR10-HCA20AA303 | 2000252285 | 212HCA20AA303 | 212HCA20AA303 | S.BLOWER SEAL AIR FAN DISC.PI ISOL.VALVE | RMM | GMVLVE | C | X | 202028366 |  | 000002613553 |  | ERP-MM-DC1 | 2011-12-17 | 20
HR10 | 2210-4-HR10-HCA20AA304 | 2000252293 | 212HCA20AA304 | 212HCA20AA304 | S.BLOWER SEAL AIR FAN DISC.PI ISOL.VALVE | RMM | GMVLVE | C | X | 202028366 |  | 000002613557 |  | ERP-MM-DC1 | 2011-12-17 | 20
HR10 | 2210-4-HR10-HCA20CP001 | 2000252301 | 212HCA20CP001 | 212HCA20CP001 | SOOTBLWR.SEAL AIR FAN DISC.PRESS.SWITCH | RMI | GISW-CN | C | X | 202028366 |  | 000002613571 |  | ERP-DLGN-EAA | 2013-03-05 | 20
HR10 | 2210-4-HR10-HCA20CP501 | 2000252309 | 212HCA20CP501 | 212HCA20CP501 | S.BLWR.SEAL AIR FAN DISC.PRESS.INDICATOR | RMI | GISW-CN | C | X | 202028366 |  | 000002613575 |  | ERP-DLGN-EAA | 2013-03-05 | 20
HR10 | 2210-4-HR10-HCA21AA001 | 2000252317 | 212HCA21AA001 | 212HCA21AA001 | SOOTBLOWER SEAL AIR INLET ISOL. VALVE | RMM | GMVLVE | B | X | 202028366 |  | 000002613579 |  | ERP-MM-DC1 | 2011-12-17 | 20
HR10 | 2210-4-HR10-HCA21AA002 | 2000252325 | 212HCA21AA002 | 212HCA21AA002 | SOOTBLOWER-2 SEAL AIR INLET ISOL. VALVE | RMM | GMVLVE | B | X | 202028366 |  | 000002613593 |  | ERP-MM-DC1 | 2011-12-17 | 20
HR10 | 2210-4-HR10-HCA22AA001 | 2000252333 | 212HCA22AA001 | 212HCA22AA001 | SOOTBLOWER-3 SEAL AIR INLET ISOL. VALVE | RMM | GMVLVE | B | X | 202028366 |  | 000002613597 |  | ERP-MM-DC1 | 2011-12-17 | 20
HR10 | 2210-4-HR10-HCA22AA002 | 2000252341 | 212HCA22AA002 | 212HCA22AA002 | SOOTBLOWER-4 SEAL AIR INLET ISOL. VALVE | RMM | GMVLVE | B | X | 202028366 |  | 000002613611 |  | ERP-MM-DC1 | 2011-12-17 | 20
HR10 | 2210-4-HR10-HCA23AA001 | 2000252349 | 212HCA23AA001 | 212HCA23AA001 | SOOTBLOWER-5 SEAL AIR INLET ISOL. VALVE | RMM | GMVLVE | B | X | 202028366 |  | 000002613615 |  | ERP-MM-DC1 | 2011-12-17 | 20
HR10 | 2210-4-HR10-HCA23AA002 | 2000252357 | 212HCA23AA002 | 212HCA23AA002 | SOOTBLOWER-6 SEAL AIR INLET ISOL. VALVE | RMM | GMVLVE | B | X | 202028366 |  | 000002613619 |  | ERP-MM-DC1 | 2011-12-17 | 20
HR10 | 2210-4-HR10-HCA24AA001 | 2000252365 | 212HCA24AA001 | 212HCA24AA001 | SOOTBLOWER-7 SEAL AIR INLET ISOL. VALVE | RMM | GMVLVE | B | X | 202028366 |  | 000002613633 |  | ERP-MM-DC1 | 2011-12-17 | 20
HR10 | 2210-4-HR10-HCA24AA002 | 2000252373 | 212HCA24AA002 | 212HCA24AA002 | SOOTBLOWER-8 SEAL AIR INLET ISOL. VALVE | RMM | GMVLVE | B | X | 202028366 |  | 000002613637 |  | ERP-MM-DC1 | 2011-12-17 | 20
HR10 | 2210-4-HR10-HCA25AA001 | 2000252381 | 212HCA25AA001 | 212HCA25AA001 | SOOTBLOWER-9 SEAL AIR INLET ISOL. VALVE | RMM | GMVLVE | B | X | 202028366 |  | 000002613651 |  | ERP-MM-DC1 | 2011-12-17 | 20
HR10 | 2210-4-HR10-HCA25AA002 | 2000252389 | 212HCA25AA002 | 212HCA25AA002 | SOOTBLOWER-10 SEAL AIR INLET ISOL. VALVE | RMM | GMVLVE | B | X | 202028366 |  | 000002613655 |  | ERP-MM-DC1 | 2011-12-17 | 20
HR10 | 2210-4-HR10-HCA26AA001 | 2000252397 | 212HCA26AA001 | 212HCA26AA001 | SOOTBLOWER-11 SEAL AIR INLET ISOL. VALVE | RMM | GMVLVE | B | X | 202028366 |  | 000002613659 |  | ERP-MM-DC1 | 2011-12-17 | 20
HR10 | 2210-4-HR10-HCA26AA002 | 2000252405 | 212HCA26AA002 | 212HCA26AA002 | SOOTBLOWER-12 SEAL AIR INLET ISOL. VALVE | RMM | GMVLVE | B | X | 202028366 |  | 000002613673 |  | ERP-MM-DC1 | 2011-12-17 | 20
HR10 | 2210-4-HR10-HCB00AT000 | 2000252413 | 212HCB00AT000 | 212HCB00AT000 | SOOTBLOWER 1 TO 12 (GROUP) | RMM | GMSBLW | C | X | 202028366 |  | 000002613677 |  | ERP-MM-DC1 | 2011-12-17 | 20
HR10 | 2210-4-HR10-HCB10 | 2000252421 | 212HCB10 | 212HCB10 | LOCAL INSTRUMENTS | RMI | GIXM-DP | C | X | 202028366 |  | 000002613691 |  | ERP-MM-DC1 | 2011-12-17 | 20
HR10 | 2210-4-HR10-HCB10AA001 | 2000252429 | 212HCB10AA001 | 212HCB10HV01 | SOOTBLOWER AUX. STEAM SHUTOFF VALVE | RMM | GMVL-MO | B | X | 202028366 |  | 000002613695 |  | ERP-MM-DC1 | 2011-12-17 | 20
HR10 | 2210-4-HR10-HCB10AA002 | 2000252437 | 212HCB10AA002 | 212HCB10HV02 | SOOTBLOWER AUX.STEAM DRAIN VALVE | RMM | GMVL-MO | B | X | 202028366 |  | 000002613699 |  | ERP-MM-DC1 | 2011-12-17 | 20
HR10 | 2210-4-HR10-HCB10AA003 | 2000252445 | 212HCB10AA003 | 212HCB10AA003 | SOOTBLOWER STEAM DRAIN TRAP INLET VALVE | RMM | GMVLVE | B | X | 202028366 |  | 000002613713 |  | ERP-MM-DC1 | 2011-12-17 | 20
HR10 | 2210-4-HR10-HCB10AA004 | 2000252453 | 212HCB10AA004 | 212HCB10AA004 | SOOTBLOWER STEAM DRAIN TRAP O/L VALVE | RMM | GMVLVE | B | X | 202028366 |  | 000002613717 |  | ERP-MM-DC1 | 2011-12-17 | 20
HR10 | 2210-4-HR10-HCB10AA301 | 2000252461 | 212HCB10AA301 | 212HCB10AA301 | SOOTBLOWER STEAM I/L PI ISOL. VALVE | RMM | GMVLVE | C | X | 202028366 |  | 000002613731 |  | ERP-MM-DC1 | 2011-12-17 | 20
HR10 | 2210-4-HR10-HCB10AA302 | 2000252469 | 212HCB10AA302 | 212HCB10AA302 | SOOTBLOWER STEAM I/L PI ISOL. VALVE | RMM | GMVLVE | C | X | 202028366 |  | 000002613735 |  | ERP-MM-DC1 | 2011-12-17 | 20
HR10 | 2210-4-HR10-HCB10AA303 | 2000252477 | 212HCB10AA303 | 212HCB10AA303 | SOOTBLOWER STEAM DRAIN PI ISOL. VALVE | RMM | GMVLVE | B | X | 202028366 |  | 000002613739 |  | ERP-MM-DC1 | 2011-12-17 | 20
HR10 | 2210-4-HR10-HCB10AA304 | 2000252485 | 212HCB10AA304 | 212HCB10AA304 | SOOTBLOWER STEAM DRAIN PI ISOL. VALVE | RMM | GMVLVE | B | X | 202028366 |  | 000002613753 |  | ERP-MM-DC1 | 2011-12-17 | 20
HR10 | 2210-4-HR10-HCB10AA305 | 2000252493 | 212HCB10AA305 | 212HCB10AA305 | SOOTBLOWER STEAM DRAIN PT ISOL. VALVE | RMM | GMVLVE | B | X | 202028366 |  | 000002613757 |  | ERP-MM-DC1 | 2011-12-17 | 20
HR10 | 2210-4-HR10-HCB10AA306 | 2000252501 | 212HCB10AA306 | 212HCB10AA306 | SOOTBLOWER STEAM DRAIN PT ISOL. VALVE | RMM | GMVLVE | B | X | 202028366 |  | 000002613771 |  | ERP-MM-DC1 | 2011-12-17 | 20
HR10 | 2210-4-HR10-HCB10AT001 | 2000252509 | 212HCB10AT001 | 212HCB10AT001 | SOOTBLOWER STEAM DRAIN STEAM TRAP | RMM | GMTRAP | B | X | 202028366 |  | 000002613775 |  | ERP-MM-DC1 | 2011-12-17 | 20
HR10 | 2210-4-HR10-HCB10CP001 | 2000252517 | 212HCB10CP001 | 212HCB10CP001 | S.BLWR.AUX.STEAM DRAIN PRESS.TRANSMITTER | RMI | GIXM-DP | C | X | 202028366 |  | 000002613779 |  | ERP-MM-DC1 | 2011-12-17 | 20
HR10 | 2210-4-HR10-HCB10CP501 | 2000252525 | 212HCB10CP501 | 212HCB10CP501 | AUX.STEAM TO SOOTBLOWERS PRESS.INDICATOR | RMI | GIIN-PR | C | X | 202028366 |  | 000002613793 |  | ERP-MM-DC1 | 2011-12-17 | 20
HR10 | 2210-4-HR10-HCB10CP502 | 2000252533 | 212HCB10CP502 | 212HCB10CP502 | S.BLWR.AUX.STEAM DRAIN PRESS. INDICATOR | RMI | GIIN-PR | C | X | 202028366 |  | 000002613797 |  | ERP-MM-DC1 | 2011-12-17 | 20
HR10 | 2210-4-HR10-HCB10CT001 | 2000252541 | 212HCB10CT001 | 212HCB10CT001 | SOOTBLOWER STEAM DRAIN TEMP. ELEMENT | RMI | GIEL-TE | C | X | 202028366 |  | 000002613811 |  | ERP-MM-DC1 | 2011-12-17 | 20
HR10 | 2210-4-HR10-HCB10CT501 | 2000252549 | 212HCB10CT501 | 212HCB10CT501 | SOOTBLOWER STEAM I/L TEMP. INDICATOR | RMI | GIIN-TE | C | X | 202028366 |  | 000002613815 |  | ERP-MM-DC1 | 2011-12-17 | 20
HR10 | 2210-4-HR10-HCB10GH200 | 2000252557 | 212HCB10GH200 | 212HCB10GH200 | CONTROL PANEL-SOOTBLOWER | RME | GEPANL | B | X | 202028366 |  | 000002613819 |  | ERP-MM-DC1 | 2011-12-17 | 20
HR10 | 2210-4-HR10-HCB10GH300 | 2000252565 | 212HCB10GH300 | 212HCB10GH300 | SOOTBLOWER CONTACTOR PANEL | RME | GEPANL | B | X | 202028366 |  | 000002613833 |  | ERP-MM-DC1 | 2011-12-17 | 20
HR10 | 2210-4-HR10-HCB11AA001 | 2000252573 | 212HCB11AA001 | 212HCB11AA001 | SOOTBLOWER STEAM INLET ISOL. VALVE | RMM | GMVLVE | B | X | 202028366 |  | 000002613837 |  | ERP-MM-DC1 | 2011-12-17 | 20
HR10 | 2210-4-HR10-HCB11AA002 | 2000252581 | 212HCB11AA002 | 212HCB11AA002 | SOOTBLOWER-2 STEAM INLET ISOL. VALVE | RMM | GMVLVE | B | X | 202028366 |  | 000002613851 |  | ERP-MM-DC1 | 2011-12-17 | 20
HR10 | 2210-4-HR10-HCB11AT001 | 2000252590 | 212HCB11AT001 | 212HCB11AT001 | SOOTBLOWER-1 | RMM | GMSBLW | B | X | 202028366 |  | 000002613855 |  | ERP-MM-DC1 | 2011-12-17 | 20
HR10 | 2210-4-HR10-HCB11AT001-M01 | 2000252598 | 212HCB11AT001-M01 | 212HCB11AT001M1 | SOOTBLOWER-1 MOTOR | RME | GEMOTR | B | X | 202028366 |  | 000002613859 |  | ERP-MM-DC1 | 2011-12-17 | 20
HR10 | 2210-4-HR10-HCB11AT002 | 2000252606 | 212HCB11AT002 | 212HCB11AT002 | SOOTBLOWER-2 | RMM | GMSBLW | B | X | 202028366 |  | 000002613873 |  | ERP-MM-DC1 | 2011-12-17 | 20
HR10 | 2210-4-HR10-HCB11AT002-M01 | 2000252614 | 212HCB11AT002-M01 | 212HCB11AT002M1 | SOOTBLOWER-2 MOTOR | RME | GEMOTR | B | X | 202028366 |  | 000002613877 |  | ERP-MM-DC1 | 2011-12-17 | 20
HR10 | 2210-4-HR10-HCB11CG011 | 2000252622 | 212HCB11CG011 | 212HCB11CG011 | SOOTBLOWER-1 POSITION SWITCH | RMI | GISW-LM | B | X | 202028366 |  | 000002613891 |  | ERP-MM-DC1 | 2011-12-17 | 20
HR10 | 2210-4-HR10-HCB11CG012 | 2000252630 | 212HCB11CG012 | 212HCB11CG012 | SOOTBLOWER-1 POSITION SWITCH | RMI | GISW-LM | B | X | 202028366 |  | 000002613895 |  | ERP-MM-DC1 | 2011-12-17 | 20
HR10 | 2210-4-HR10-HCB11CG021 | 2000252638 | 212HCB11CG021 | 212HCB11CG021 | SOOTBLOWER-2 POSITION SWITCH | RMI | GISW-LM | B | X | 202028366 |  | 000002613899 |  | ERP-MM-DC1 | 2011-12-17 | 20
HR10 | 2210-4-HR10-HCB11CG022 | 2000252646 | 212HCB11CG022 | 212HCB11CG022 | SOOTBLOWER-2 POSITION SWITCH | RMI | GISW-LM | B | X | 202028366 |  | 000002613913 |  | ERP-MM-DC1 | 2011-12-17 | 20
HR10 | 2210-4-HR10-HCB12AA001 | 2000252654 | 212HCB12AA001 | 212HCB12AA001 | SOOTBLOWER-3 STEAM INLET ISOL. VALVE | RMM | GMVLVE | B | X | 202028366 |  | 000002613917 |  | ERP-MM-DC1 | 2011-12-17 | 20
HR10 | 2210-4-HR10-HCB12AA002 | 2000252662 | 212HCB12AA002 | 212HCB12AA002 | SOOTBLOWER-4 STEAM INLET ISOL. VALVE | RMM | GMVLVE | B | X | 202028366 |  | 000002613931 |  | ERP-MM-DC1 | 2011-12-17 | 20
HR10 | 2210-4-HR10-HCB12AT001 | 2000252670 | 212HCB12AT001 | 212HCB12AT001 | SOOTBLOWER-3 | RMM | GMSBLW | B | X | 202028366 |  | 000002613935 |  | ERP-MM-DC1 | 2011-12-17 | 20
HR10 | 2210-4-HR10-HCB12AT001-M01 | 2000252678 | 212HCB12AT001-M01 | 212HCB12AT001M1 | SOOTBLOWER-3 MOTOR | RME | GEMOTR | B | X | 202028366 |  | 000002613939 |  | ERP-MM-DC1 | 2011-12-17 | 20
HR10 | 2210-4-HR10-HCB12AT002 | 2000252686 | 212HCB12AT002 | 212HCB12AT002 | SOOTBLOWER-4 | RMM | GMSBLW | B | X | 202028366 |  | 000002613953 |  | ERP-MM-DC1 | 2011-12-17 | 20
HR10 | 2210-4-HR10-HCB12AT002-M01 | 2000252694 | 212HCB12AT002-M01 | 212HCB12AT002M1 | SOOTBLOWER-4 MOTOR | RME | GEMOTR | B | X | 202028366 |  | 000002613957 |  | ERP-MM-DC1 | 2011-12-17 | 20
HR10 | 2210-4-HR10-HCB12CG011 | 2000252702 | 212HCB12CG011 | 212HCB12CG011 | SOOTBLOWER-3 POSITION SWITCH | RMI | GISW-LM | B | X | 202028366 |  | 000002613971 |  | ERP-MM-DC1 | 2011-12-17 | 20
HR10 | 2210-4-HR10-HCB12CG012 | 2000252710 | 212HCB12CG012 | 212HCB12CG012 | SOOTBLOWER-3 POSITION SWITCH | RMI | GISW-LM | B | X | 202028366 |  | 000002613975 |  | ERP-MM-DC1 | 2011-12-17 | 20
HR10 | 2210-4-HR10-HCB12CG021 | 2000252718 | 212HCB12CG021 | 212HCB12CG021 | SOOTBLOWER-4 POSITION SWITCH | RMI | GISW-LM | B | X | 202028366 |  | 000002613979 |  | ERP-MM-DC1 | 2011-12-17 | 20
HR10 | 2210-4-HR10-HCB12CG022 | 2000252726 | 212HCB12CG022 | 212HCB12CG022 | SOOTBLOWER-4 POSITION SWITCH | RMI | GISW-LM | B | X | 202028366 |  | 000002613993 |  | ERP-MM-DC1 | 2011-12-17 | 20
HR10 | 2210-4-HR10-HCB13AA001 | 2000252734 | 212HCB13AA001 | 212HCB13AA001 | SOOTBLOWER-5 STEAM INLET ISOL. VALVE | RMM | GMVLVE | B | X | 202028366 |  | 000002613997 |  | ERP-MM-DC1 | 2011-12-17 | 20
HR10 | 2210-4-HR10-HCB13AA002 | 2000252742 | 212HCB13AA002 | 212HCB13AA002 | SOOTBLOWER-6 STEAM INLET ISOL. VALVE | RMM | GMVLVE | B | X | 202028366 |  | 000002614011 |  | ERP-MM-DC1 | 2011-12-17 | 20
HR10 | 2210-4-HR10-HCB13AT001 | 2000252750 | 212HCB13AT001 | 212HCB13AT001 | SOOTBLOWER-5 | RMM | GMSBLW | B | X | 202028366 |  | 000002614015 |  | ERP-MM-DC1 | 2011-12-17 | 20
HR10 | 2210-4-HR10-HCB13AT001-M01 | 2000252758 | 212HCB13AT001-M01 | 212MCB13AT001M1 | SOOTBLOWER-5 MOTOR | RME | GEMOTR | B | X | 202028366 |  | 000002614019 |  | ERP-MM-DC1 | 2011-12-17 | 20
HR10 | 2210-4-HR10-HCB13AT002 | 2000252766 | 212HCB13AT002 | 212HCB13AT002 | SOOTBLOWER-6 | RMM | GMSBLW | B | X | 202028366 |  | 000002614033 |  | ERP-MM-DC1 | 2011-12-17 | 20
HR10 | 2210-4-HR10-HCB13AT002-M01 | 2000252774 | 212HCB13AT002-M01 | 212HCB13AT002M1 | SOOTBLOWER-6 MOTOR | RME | GEMOTR | B | X | 202028366 |  | 000002614037 |  | ERP-MM-DC1 | 2011-12-17 | 20
HR10 | 2210-4-HR10-HCB13CG011 | 2000252782 | 212HCB13CG011 | 212HCB13CG011 | SOOTBLOWER-5 POSITION SWITCH | RMI | GISW-LM | B | X | 202028366 |  | 000002614051 |  | ERP-MM-DC1 | 2011-12-17 | 20
HR10 | 2210-4-HR10-HCB13CG012 | 2000252790 | 212HCB13CG012 | 212HCB13CG012 | SOOTBLOWER-5 POSITION SWITCH | RMI | GISW-LM | B | X | 202028366 |  | 000002614055 |  | ERP-MM-DC1 | 2011-12-17 | 20
HR10 | 2210-4-HR10-HCB13CG021 | 2000252798 | 212HCB13CG021 | 212HCB13CG021 | SOOTBLOWER-6 POSITION SWITCH | RMI | GISW-LM | B | X | 202028366 |  | 000002614059 |  | ERP-MM-DC1 | 2011-12-17 | 20
HR10 | 2210-4-HR10-HCB13CG022 | 2000252806 | 212HCB13CG022 | 212HCB13CG022 | SOOTBLOWER-6 POSITION SWITCH | RMI | GISW-LM | B | X | 202028366 |  | 000002614073 |  | ERP-MM-DC1 | 2011-12-17 | 20
HR10 | 2210-4-HR10-HCB14AA001 | 2000252814 | 212HCB14AA001 | 212HCB14AA001 | SOOTBLOWER-7 STEAM INLET ISOL. VALVE | RMM | GMVLVE | B | X | 202028366 |  | 000002614077 |  | ERP-MM-DC1 | 2011-12-17 | 20
HR10 | 2210-4-HR10-HCB14AA002 | 2000252822 | 212HCB14AA002 | 212HCB14AA002 | SOOTBLOWER-8 INLET ISOL. VALVE | RMM | GMVLVE | B | X | 202028366 |  | 000002614091 |  | ERP-MM-DC1 | 2011-12-17 | 20
HR10 | 2210-4-HR10-HCB14AT001 | 2000252830 | 212HCB14AT001 | 212HCB14AT001 | SOOTBLOWER-7 | RMM | GMSBLW | B | X | 202028366 |  | 000002614095 |  | ERP-MM-DC1 | 2011-12-17 | 20
HR10 | 2210-4-HR10-HCB14AT001-M01 | 2000252838 | 212HCB14AT001-M01 | 212HCB14AT001M1 | SOOTBLOWER-7 MOTOR | RME | GEMOTR | B | X | 202028366 |  | 000002614099 |  | ERP-MM-DC1 | 2011-12-17 | 20
HR10 | 2210-4-HR10-HCB14AT002 | 2000252846 | 212HCB14AT002 | 212HCB14AT002 | SOOTBLOWER-8 | RMM | GMSBLW | B | X | 202028366 |  | 000002614113 |  | ERP-MM-DC1 | 2011-12-17 | 20
HR10 | 2210-4-HR10-HCB14AT002-M01 | 2000252854 | 212HCB14AT002-M01 | 212HCB14AT002M1 | SOOTBLOWER-8 MOTOR | RME | GEMOTR | B | X | 202028366 |  | 000002614117 |  | ERP-MM-DC1 | 2011-12-17 | 20
HR10 | 2210-4-HR10-HCB14CG011 | 2000252862 | 212HCB14CG011 | 212HCB14CG011 | SOOTBLOWER-7 POSITION SWITCH | RMI | GISW-LM | B | X | 202028366 |  | 000002614131 |  | ERP-MM-DC1 | 2011-12-17 | 20
HR10 | 2210-4-HR10-HCB14CG012 | 2000252870 | 212HCB14CG012 | 212HCB14CG012 | SOOTBLOWER-7 POSITION SWITCH | RMI | GISW-LM | B | X | 202028366 |  | 000002614135 |  | ERP-MM-DC1 | 2011-12-17 | 20
HR10 | 2210-4-HR10-HCB14CG021 | 2000252878 | 212HCB14CG021 | 212HCB14CG021 | SOOTBLOWER-8 POSITION SWITCH | RMI | GISW-LM | B | X | 202028366 |  | 000002614139 |  | ERP-MM-DC1 | 2011-12-17 | 20
HR10 | 2210-4-HR10-HCB14CG022 | 2000252886 | 212HCB14CG022 | 212HCB14CG022 | SOOTBLOWER-8 POSITION SWITCH | RMI | GISW-LM | B | X | 202028366 |  | 000002614153 |  | ERP-MM-DC1 | 2011-12-17 | 20
HR10 | 2210-4-HR10-HCB15AA001 | 2000252894 | 212HCB15AA001 | 212HCB15AA001 | SOOTBLOWER-9 STEAM INLET ISOL. VALVE | RMM | GMVLVE | B | X | 202028366 |  | 000002614157 |  | ERP-MM-DC1 | 2011-12-17 | 20
HR10 | 2210-4-HR10-HCB15AA002 | 2000252902 | 212HCB15AA002 | 212HCB15AA002 | SOOTBLOWER-10 STEAM INLET ISOL. VALVE | RMM | GMVLVE | B | X | 202028366 |  | 000002614171 |  | ERP-MM-DC1 | 2011-12-17 | 20
HR10 | 2210-4-HR10-HCB15AT001 | 2000252910 | 212HCB15AT001 | 212HCB15AT001 | SOOTBLOWER-9 | RMM | GMSBLW | B | X | 202028366 |  | 000002614175 |  | ERP-MM-DC1 | 2011-12-17 | 20
HR10 | 2210-4-HR10-HCB15AT001-M01 | 2000252918 | 212HCB15AT001-M01 | 212HCB15AT001M1 | SOOTBLOWER-9 MOTOR | RME | GEMOTR | B | X | 202028366 |  | 000002614179 |  | ERP-MM-DC1 | 2011-12-17 | 20
HR10 | 2210-4-HR10-HCB15AT002 | 2000252926 | 212HCB15AT002 | 212HCB15AT002 | SOOTBLOWER-10 | RMM | GMSBLW | B | X | 202028366 |  | 000002614193 |  | ERP-MM-DC1 | 2011-12-17 | 20
HR10 | 2210-4-HR10-HCB15AT002-M01 | 2000252934 | 212HCB15AT002-M01 | 212HCB15AT002M1 | SOOTBLOWER-10 MOTOR | RME | GEMOTR | B | X | 202028366 |  | 000002614197 |  | ERP-MM-DC1 | 2011-12-17 | 20
HR10 | 2210-4-HR10-HCB15CG011 | 2000252942 | 212HCB15CG011 | 212HCB15CG011 | SOOTBLOWER-9 POSITION SWITCH | RMI | GISW-LM | B | X | 202028366 |  | 000002614211 |  | ERP-MM-DC1 | 2011-12-17 | 20
HR10 | 2210-4-HR10-HCB15CG012 | 2000252950 | 212HCB15CG012 | 212HCB15CG012 | SOOTBLOWER-9 POSITION SWITCH | RMI | GISW-LM | B | X | 202028366 |  | 000002614215 |  | ERP-MM-DC1 | 2011-12-17 | 20
HR10 | 2210-4-HR10-HCB15CG021 | 2000252958 | 212HCB15CG021 | 212HCB15CG021 | SOOTBLOWER-10 POSITION SWITCH | RMI | GISW-LM | B | X | 202028366 |  | 000002614219 |  | ERP-MM-DC1 | 2011-12-17 | 20
HR10 | 2210-4-HR10-HCB15CG022 | 2000252966 | 212HCB15CG022 | 212HCB15CG022 | SOOTBLOWER-10 POSITION SWITCH | RMI | GISW-LM | B | X | 202028366 |  | 000002614233 |  | ERP-MM-DC1 | 2011-12-17 | 20
HR10 | 2210-4-HR10-HCB16AA001 | 2000252974 | 212HCB16AA001 | 212HCB16AA001 | SOOTBLOWER-11 STEAM INLET ISOL. VALVE | RMM | GMVLVE | B | X | 202028366 |  | 000002614237 |  | ERP-MM-DC1 | 2011-12-17 | 20
HR10 | 2210-4-HR10-HCB16AA002 | 2000252982 | 212HCB16AA002 | 212HCB16AA002 | SOOTBLOWER-12 STEAM INLET ISOL. VALVE | RMM | GMVLVE | B | X | 202028366 |  | 000002614251 |  | ERP-MM-DC1 | 2011-12-17 | 20
HR10 | 2210-4-HR10-HCB16AT001 | 2000252990 | 212HCB16AT001 | 212HCB16AT001 | SOOTBLOWER-11 | RMM | GMSBLW | B | X | 202028366 |  | 000002614255 |  | ERP-MM-DC1 | 2011-12-17 | 20
HR10 | 2210-4-HR10-HCB16AT001-M01 | 2000252998 | 212HCB16AT001-M01 | 212HCB16AT001M1 | SOOTBLOWER-11 MOTOR | RME | GEMOTR | B | X | 202028366 |  | 000002614259 |  | ERP-MM-DC1 | 2011-12-17 | 20
HR10 | 2210-4-HR10-HCB16AT002 | 2000253006 | 212HCB16AT002 | 212HCB16AT002 | SOOTBLOWER-12 | RMM | GMSBLW | B | X | 202028366 |  | 000002614273 |  | ERP-MM-DC1 | 2011-12-17 | 20
HR10 | 2210-4-HR10-HCB16AT002-M01 | 2000253014 | 212HCB16AT002-M01 | 212HCB16AT002M1 | SOOTBLOWER-12 MOTOR | RME | GEMOTR | B | X | 202028366 |  | 000002614277 |  | ERP-MM-DC1 | 2011-12-17 | 20
HR10 | 2210-4-HR10-HCB16CG011 | 2000253022 | 212HCB16CG011 | 212HCB16CG011 | SOOTBLOWER-11 POSITION SWITCH | RMI | GISW-LM | B | X | 202028366 |  | 000002614291 |  | ERP-MM-DC1 | 2011-12-17 | 20
HR10 | 2210-4-HR10-HCB16CG012 | 2000253030 | 212HCB16CG012 | 212HCB16CG012 | SOOTBLOWER-11 POSITION SWITCH | RMI | GISW-LM | B | X | 202028366 |  | 000002614295 |  | ERP-MM-DC1 | 2011-12-17 | 20
HR10 | 2210-4-HR10-HCB16CG021 | 2000253038 | 212HCB16CG021 | 212HCB16CG021 | SOOTBLOWER-12 POSITION SWITCH | RMI | GISW-LM | B | X | 202028366 |  | 000002614299 |  | ERP-MM-DC1 | 2011-12-17 | 20
HR10 | 2210-4-HR10-HCB16CG022 | 2000253046 | 212HCB16CG022 | 212HCB16CG022 | SOOTBLOWER-12 POSITION SWITCH | RMI | GISW-LM | B | X | 202028366 |  | 000002614313 |  | ERP-MM-DC1 | 2011-12-17 | 20
HR10 | 2210-4-HR10-HCC11AA001 | 2000253054 | 212HCC11AA001 | 212HCC11AA001 | SOOTBLOWER-1 WASH WATER INLET ISOL.VALVE | RMM | GMVLVE | B | X | 202028366 |  | 000002614317 |  | ERP-MM-DC1 | 2011-12-17 | 20
HR10 | 2210-4-HR10-HCC11AA002 | 2000253062 | 212HCC11AA002 | 212HCC11AA002 | SOOTBLOWER-2 WASH WATER I/L NON RET.V/V | RMM | GMVLVE | C | X | 202028366 |  | 000002614331 |  | ERP-MM-DC1 | 2011-12-17 | 20
HR10 | 2210-4-HR10-HCC12AA001 | 2000253070 | 212HCC12AA001 | 212HCC12AA001 | SOOTBLOWER-3 WASH WATER I/L NON.RET.V/V | RMM | GMVLVE | C | X | 202028366 |  | 000002614335 |  | ERP-MM-DC1 | 2011-12-17 | 20
HR10 | 2210-4-HR10-HCC12AA002 | 2000253078 | 212HCC12AA002 | 212HCCAA002 | SOOTBLOWER-4 WASH WATER I/L NON RET. V/V | RMM | GMVLVE | C | X | 202028366 |  | 000002614339 |  | ERP-MM-DC1 | 2011-12-17 | 20
HR10 | 2210-4-HR10-HCC13AA001 | 2000253086 | 212HCC13AA001 | 212HCC13AA001 | SOOTBLOWER-5 WASH WATER I/L NON RET.V/V | RMM | GMVLVE | C | X | 202028366 |  | 000002614353 |  | ERP-MM-DC1 | 2011-12-17 | 20
HR10 | 2210-4-HR10-HCC13AA002 | 2000253094 | 212HCC13AA002 | 212HCC13AA002 | SOOTBLOWER-6 WASH WATER I/L NON RET.V/V | RMM | GMVLVE | C | X | 202028366 |  | 000002614357 |  | ERP-MM-DC1 | 2011-12-17 | 20
HR10 | 2210-4-HR10-HCC14AA001 | 2000253102 | 212HCC14AA001 | 212HCC14AA001 | SOOTBLOWER-7 WASH WATER I/L NON RET. V/V | RMM | GMVLVE | C | X | 202028366 |  | 000002614371 |  | ERP-MM-DC1 | 2011-12-17 | 20
HR10 | 2210-4-HR10-HCC14AA002 | 2000253110 | 212HCC14AA002 | 212HCC14AA002 | SOOTBLOWER-8 WASH WATER I/L NON RET. V/V | RMM | GMVLVE | C | X | 202028366 |  | 000002614375 |  | ERP-MM-DC1 | 2011-12-17 | 20
HR10 | 2210-4-HR10-HCC15AA001 | 2000253118 | 212HCC15AA001 | 212HCC15AA001 | SOOTBLOWER-9 WASH WATER I/L NON RET. V/V | RMM | GMVLVE | C | X | 202028366 |  | 000002614379 |  | ERP-MM-DC1 | 2011-12-17 | 20
HR10 | 2210-4-HR10-HCC15AA002 | 2000253126 | 212HCC15AA002 | 212HCC15AA002 | SOOTBLOWER-10 WASH WATER I/L NON RET.V/V | RMM | GMVLVE | C | X | 202028366 |  | 000002614393 |  | ERP-MM-DC1 | 2011-12-17 | 20
HR10 | 2210-4-HR10-HCC16AA001 | 2000253134 | 212HCC16AA001 | 212HCC16AA001 | SOOTBLOWER-11 WASH WATER I/L NON RET.V/V | RMM | GMVLVE | C | X | 202028366 |  | 000002614397 |  | ERP-MM-DC1 | 2011-12-17 | 20
HR10 | 2210-4-HR10-HCC16AA002 | 2000253142 | 212HCC16AA002 | 212HCC16AA002 | SOOTBLOWER-12 WASH WATER I/L NON RET.V/V | RMM | GMVLVE | C | X | 202028366 |  | 000002614411 |  | ERP-MM-DC1 | 2011-12-17 | 20
HR10 | 2210-4-HR10-HCY10EM001 | 2000253150 | 212HCY10EM001 | 212HCY10EM001 | SOOTBLOWER CONTROL PANEL AND MIMIC | RME | GEPANL | B | X | 202028366 |  | 000002614415 |  | ERP-MM-DC1 | 2011-12-17 | 20
HR10 | 2210-4-HR10-HCY10GH001 | 2000253158 | 212HCY10GH001 | 212HCY10GH001 | SOOT BLOWER CONTACTOR PANEL | RME | GEPANL | B | X | 202028366 |  | 000002614419 |  | ERP-MM-DC1 | 2011-12-17 | 20
HR10 | 2210-4-HR10-HCY11GA001 | 2000253166 | 212HCY11GA001 | 212HCY11GA001 | BOTTOM SOTOBLOWER JUNCTION BOX, INSIDE | RME | GEBO-CN | C | X | 202028366 |  | 000002614433 |  | ERP-MM-DC1 | 2011-12-17 | 20
HR10 | 2210-4-HR10-HCY12GA001 | 2000253174 | 212HCY12GA001 | 212HCY12GA001 | TOP SOOTBLOWER JUNCTION BOX, OUTSIDE | RME | GEBO-CN | C | X | 202028366 |  | 000002614437 |  | ERP-MM-DC1 | 2011-12-17 | 20
HR10 | 2210-4-HR10-HNA10AB001 | 2000253182 | 212HNA10AB001 | 212HNA10AB001 | HRSG OUTLET DUCT EXPANSION JOINT | RMM | GMEXJT | C | X | 202028366 |  | 000002614451 |  | ERP-MM-DC1 | 2011-12-17 | 20
HR10 | 2210-4-HR10-HNA10AB002 | 2000253190 | 212HNA10AB002 | 212HNA10AB002 | HRSG INLET DUCT/ELBOW DUCT EXPAN. JOINT | RMM | GMEXJT | C | X | 202028366 |  | 000002614455 |  | ERP-MM-DC1 | 2011-12-17 | 20
HR10 | 2210-4-HR10-HNA10BR001 | 2000253198 | 212HNA10BR001 | 212HNA10BR001 | HRSG OUTLET DUCT (STACK SKIRT) | RMM | GMDUCT | C | X | 202028366 |  | 000002614459 |  | ERP-MM-DC1 | 2011-12-17 | 20
HR10 | 2210-4-HR10-HNA10BR002 | 2000253206 | 212HNA10BR002 | 212HNA10BR002 | HRSG ELBOW DUCT | RMM | GMDUCT | C | X | 202028366 |  | 000002614473 |  | ERP-MM-DC1 | 2011-12-17 | 20
HR10 | 2210-4-HR10-HNA10BS001 | 2000253214 | 212HNA10BS001 | 212HNA10BS001 | COLD EXHAUST GAS SILENCER | RMM | GMSLNR | C | X | 202028366 |  | 000002614477 |  | ERP-MM-DC1 | 2011-12-17 | 20
HR10 | 2210-4-HR10-HNE10BR001 | 2000253222 | 212HNE10BR001 | 212HNE10BR001 | HRSG OUTLET DUCT | RMM | GMDUCT | C | X | 202028366 |  | 000002614491 |  | ERP-MM-DC1 | 2011-12-17 | 20
HR10 | 2210-4-HR10-HNE10BS001 | 2000253230 | 212HNE10BS001 | 212HNE10BS001 | TEG SILENCER, MAIN STACK | RMM | GMSLNR | C | X | 202028366 |  | 000002614495 |  | ERP-MM-DC1 | 2011-12-17 | 20
HR10 | 2210-4-HR10-HNE20AB003 | 2000253238 | 212HNE20AB003 | 212HNE20AB003 | HRSG OUTLET DUCT EXPANSION JOINT | RMM | GMEXJT | C | X | 202028366 |  | 000002614499 |  | ERP-MM-DC1 | 2011-12-17 | 20
HR10 | 2210-4-HR10-HNE20BR001 | 2000253246 | 212HNE20BR001 | 212HNE20BR001 | MAIN STACK | RMM | GMCHMN | C | X | 202028366 |  | 000002614513 |  | ERP-MM-DC1 | 2011-12-17 | 20
HR10 | 2210-4-HR10-LAA10AA301 | 2000253254 | 212LAA10AA301 | 212LAA10AA301 | DEAERATOR PRESS.INDICATOR ISOL.VALVE | RMM | GMVLVE | C | X | 202028366 |  | 000002614517 |  | ERP-MM-DC1 | 2011-12-17 | 20
HR10 | 2210-4-HR10-LAA10AA302 | 2000253262 | 212LAA10AA302 | 212LAA10AA302 | DEAERATOR PRESS.INDICATOR ISOL.VALVE | RMM | GMVLVE | C | X | 202028366 |  | 000002614531 |  | ERP-MM-DC1 | 2011-12-17 | 20
HR10 | 2210-4-HR10-LAA10AA501 | 2000253270 | 212LAA10AA501 | 212LAA10AA501 | DEAERATOR VENT VALVE/T-TYPE | RMM | GMVLVE | B | X | 202028366 |  | 000002614535 |  | ERP-MM-DC1 | 2011-12-17 | 20
HR10 | 2210-4-HR10-LAA10AA502 | 2000253278 | 212LAA10AA502 | 212LAA10AA502 | DEAERATOR VENT VALVE/T-TYPE | RMM | GMVLVE | B | X | 202028366 |  | 000002614539 |  | ERP-MM-DC1 | 2011-12-17 | 20
HR10 | 2210-4-HR10-LAA10AA503 | 2000253286 | 212LAA10AA503 | 212LAA10AA503 | DEAERATOR VENT VALVE/MOTORISED | RMM | GMVL-MO | B | X | 202028366 |  | 000002614553 |  | ERP-MM-DC1 | 2011-12-17 | 20
HR10 | 2210-4-HR10-LAA10AA504 | 2000253294 | 212LAA10AA504 | 212LAA10AA504 | DEAERATOR VENT VALVE/MOTORISED | RMM | GMVL-MO | B | X | 202028366 |  | 000002614557 |  | ERP-MM-DC1 | 2011-12-17 | 20
HR10 | 2210-4-HR10-LAA10BB001 | 2000253302 | 212LAA10BB001 | 212LAA10BB001 | DEAERATOR | RMM | GMDEAR | C | X | 202028366 |  | 000002614571 |  | ERP-MM-DC1 | 2011-12-17 | 20
HR10 | 2210-4-HR10-LAA10BP001 | 2000253310 | 212LAA10BP001 | 212LAA10BP001 | DEAERATOR VENT FLOW LIMITER | RMM | GMFLWD | C | X | 202028366 |  | 000002614575 |  | ERP-MM-DC1 | 2011-12-17 | 20
HR10 | 2210-4-HR10-LAA10CP001 | 2000253318 | 212LAA10CP001 | 212LAA10PI01 | DEAERATOR PRESSURE INDICATOR | RMI | GIIN-PR | C | X | 202028366 |  | 000002614579 |  | ERP-MM-DC1 | 2011-12-17 | 20
HR10 | 2210-4-HR10-LAA10CT001 | 2000253326 | 212LAA10CT001 | 212LAA10TI01 | LP STEAM DRUM TEMPERATURE INDICATOR | RMI | GIIN-TE | C | X | 202028366 |  | 000002614593 |  | ERP-MM-DC1 | 2011-12-17 | 20
HR10 | 2210-4-HR10-LAA10CT501 | 2000253334 | 212LAA10CT501 | 212LAA10CT501 | DEAERATOR TEMPERATURE INDICATOR | RMI | GIIN-TE | C | X | 202028366 |  | 000002614597 |  | ERP-MM-DC1 | 2011-12-17 | 20
HR10 | 2210-4-HR10-LAB00 | 2000253342 | 212LAB00 | 212LAB00 | LOCAL INSTRUMENTS - GROUPED | RMI | GIELMT | C | X | 202028366 |  | 000002614611 |  | ERP-MM-DC1 | 2011-12-17 | 20
HR10 | 2210-4-HR10-LAB30AA000 | 2000253350 | 212LAB30AA000 | 212LAB30HV01 | LIMIT SWITCHES | RMI | GISW-LM | C | X | 202028366 |  | 000002614615 |  | ERP-MM-DC1 | 2011-12-17 | 20
HR10 | 2210-4-HR10-LAB30AA002 | 2000253358 | 212LAB30AA002 | 212LAB30HV02 | LIMIT SWITCHES | RMI | GISW-LM | C | X | 202028366 |  | 000002614619 |  | ERP-MM-DC1 | 2011-12-17 | 20
HR10 | 2210-4-HR10-LAB30AA004 | 2000253366 | 212LAB30AA004 | 212LAB30HV04 | BLR.FW.PUMP-A DISCH.VALVE AFT.FLOW ELEMT | RMM | GMVL-MO | B | X | 202028366 |  | 000002614633 |  | ERP-MM-DC1 | 2011-12-17 | 20
HR10 | 2210-4-HR10-LAB30AA006 | 2000253374 | 212LAB30AA006 | 212LAB30PV06 | BLR.FW.PUMP-A DISCH.PRESS.CONTROL VALVE | RMM | GMVL-BA | B | X | 202028366 |  | 000002614637 |  | ERP-MM-DC1 | 2011-12-17 | 20
HR10 | 2210-4-HR10-LAB30AA007 | 2000253382 | 212LAB30AA007 | 212LAB30FV07 | BLR.FW.PUMP-A DISCH.RECIRC.CONTROL VALVE | RMM | GMVL-BA | B | X | 202028366 |  | 000002614651 |  | ERP-MM-DC1 | 2011-12-17 | 20
HR10 | 2210-4-HR10-LAB30AA008 | 2000253390 | 212LAB30AA008 | 212LAB30FV08 | BLR.FW.PUMP-B DISCH.RECIRC.CONTROL VALVE | RMM | GMVL-BA | B | X | 202028366 |  | 000002614655 |  | ERP-MM-DC1 | 2011-12-17 | 20
HR10 | 2210-4-HR10-LAB30AA009 | 2000253398 | 212LAB30AA009 | 212LAB30HV09 | BLR.FW.PUMP-B DISCH.VALVE AFT.FLOW ELMT | RMM | GMVL-MO | B | X | 202028366 |  | 000002614659 |  | ERP-MM-DC1 | 2011-12-17 | 20
HR10 | 2210-4-HR10-LAB30AA010 | 2000253406 | 212LAB30AA010 | 212LAB30HV10 | BLR.FW.PUMP-A DISCH.V/V BYPASS VALVE | RMM | GMVL-MO | B | X | 202028366 |  | 000002614673 |  | ERP-MM-DC1 | 2011-12-17 | 20
HR10 | 2210-4-HR10-LAB30AA011 | 2000253414 | 212LAB30AA011 | 212LAB30HV11 | BLR.FW.PUMP-B DISCH.V/V BYPASS VALVE | RMM | GMVL-MO | B | X | 202028366 |  | 000002614677 |  | ERP-MM-DC1 | 2011-12-17 | 20
HR10 | 2210-4-HR10-LAB30AA012 | 2000253422 | 212LAB30AA012 | 212LAB30PV12 | BLR.FW.PUMP-B DISCH.PRESS.CONTROL VALVE | RMM | GMVL-BA | B | X | 202028366 |  | 000002614691 |  | ERP-MM-DC1 | 2011-12-17 | 20
HR10 | 2210-4-HR10-LAB30AA303 | 2000253430 | 212LAB30AA303 | 212LAB30PSV03 | HP FW.PUMP-A SUCTION SAFETY RELIEF VALVE | RMM | GMVL-RE | C | X | 202028366 |  | 000002614695 |  | ERP-MM-DC1 | 2011-12-17 | 20
HR10 | 2210-4-HR10-LAB30AA309 | 2000253438 | 212LAB30AA309 | 212LAB30PSV09 | HP FW.PUMP-B SUCTION SAFETY RELIEF VALVE | RMM | GMVL-RE | C | X | 202028366 |  | 000002614699 |  | ERP-MM-DC1 | 2011-12-17 | 20
HR10 | 2210-4-HR10-LAB30AT001 | 2000253446 | 212LAB30AT001 | 212LAB30AT001 | HP FEEDWATER PUMP-A I/L STRAINER | RMM | GMSTRN | C | X | 202028366 |  | 000002614713 |  | ERP-MM-DC1 | 2011-12-17 | 20
HR10 | 2210-4-HR10-LAB30AT002 | 2000253454 | 212LAB30AT002 | 212LAB30AT002 | HP FEEDWATER PUMP-B I/L STRAINER | RMM | GMSTRN | C | X | 202028366 |  | 000002614717 |  | ERP-MM-DC1 | 2011-12-17 | 20
HR10 | 2210-4-HR10-LAB30CF005 | 2000253462 | 212LAB30CF005 | 212LAB30FT05 | BLR.F.WATR.TO ECONOMISR.FLOW TRANSMITTER | RMI | GIXM-FC | C | X | 202028366 |  | 000002614731 |  | ERP-MM-DC1 | 2011-12-17 | 20
HR10 | 2210-4-HR10-LAB30CF007 | 2000253470 | 212LAB30CF007 | 212LAB30CF007 | HP FEEDWAT.PUMP-A DISCH.FLOW TRANSMITTER | RMI | GIXM-FC | C | X | 202028366 |  | 000002614735 |  | ERP-MM-DC1 | 2011-12-17 | 20
HR10 | 2210-4-HR10-LAB30CF008 | 2000253478 | 212LAB30CF008 | 212LAB30CF008 | HP FEEDWAT.PUMP-B DISCH.FLOW TRANSMITTER | RMI | GIXM-FC | C | X | 202028366 |  | 000002614739 |  | ERP-MM-DC1 | 2011-12-17 | 20
HR10 | 2210-4-HR10-LAB30CP000 | 2000253486 | 212LAB30CP000 | 212LAB30CP000 | PRESSURE INSTRUMENTS | RMI | GIXM-DP | C | X | 202028366 |  | 000002614753 |  | ERP-MM-DC1 | 2011-12-17 | 20
HR10 | 2210-4-HR10-LAB30CP001 | 2000253494 | 212LAB30CP001 | 212LAB30PDI01 | HP FW.PUMP-A SUCTN.STRAINER DP INDICATOR | RMI | GIIN-PR | C | X | 202028366 |  | 000002614757 |  | ERP-MM-DC1 | 2011-12-17 | 20
HR10 | 2210-4-HR10-LAB30CP002 | 2000253502 | 212LAB30CP002 | 212LAB30CP002 | PRESSURE INSTRUMENTS | RMI | GIXM-DP | C | X | 202028366 |  | 000002614771 |  | ERP-MM-DC1 | 2011-12-17 | 20
HR10 | 2210-4-HR10-LAB30CP004 | 2000253510 | 212LAB30CP004 | 212LAB30PI04 | HP FW. PUMP-A SUCTION PRESS.TRANSMITTER | RMI | GIXM-DP | C | X | 202028366 |  | 000002614775 |  | ERP-MM-DC1 | 2011-12-17 | 20
HR10 | 2210-4-HR10-LAB30CP005 | 2000253518 | 212LAB30CP005 | 212LAB30PI05 | HP FW. PUMP-A DISCH.PRESSURE TRANSMITTER | RMI | GIXM-DP | C | X | 202028366 |  | 000002614779 |  | ERP-MM-DC1 | 2011-12-17 | 20
HR10 | 2210-4-HR10-LAB30CP007 | 2000253526 | 212LAB30CP007 | 212LAB30PDI07 | HP FW.PUMP-B SUCTN.STRAINER DP INDICATOR | RMI | GIIN-PR | C | X | 202028366 |  | 000002614793 |  | ERP-MM-DC1 | 2011-12-17 | 20
HR10 | 2210-4-HR10-LAB30CP008 | 2000253534 | 212LAB30CP008 | 212LAB30PDAH08 | HP FW. PUMP-B SUCTION STRAINER DP SWITCH | RMI | GISW-CN | C | X | 202028366 |  | 000002614797 |  | ERP-DLGN-EAA | 2013-03-05 | 20
HR10 | 2210-4-HR10-LAB30CP010 | 2000253542 | 212LAB30CP010 | 212LAB30PI10 | HP FW. PUMP-B SUCTION PRESS.TRANSMITTER | RMI | GIXM-DP | C | X | 202028366 |  | 000002614811 |  | ERP-MM-DC1 | 2011-12-17 | 20
HR10 | 2210-4-HR10-LAB30CP011 | 2000253550 | 212LAB30CP011 | 212LAB30PI11 | HP FW. PUMP-B DISCH.PRESSURE TRANSMITTER | RMI | GIXM-DP | C | X | 202028366 |  | 000002614815 |  | ERP-MM-DC1 | 2011-12-17 | 20
HR10 | 2210-4-HR10-LAB30CP013 | 2000253558 | 212LAB30CP013 | 212LAB30PT13 | HP BFW.TO HP.STM.GEN.SYS.PRESS.TRANSMITR | RMI | GIXM-DP | C | X | 202028366 |  | 000002614819 |  | ERP-MM-DC1 | 2011-12-17 | 20
HR10 | 2210-4-HR10-LAB30CP014 | 2000253566 | 212LAB30CP014 | 212LAB30PSL14 | HP FW. PUMP-A DISCH.PRESSURE SWITCH | RMI | GISW-CN | C | X | 202028366 |  | 000002614833 |  | ERP-DLGN-EAA | 2013-03-05 | 20
HR10 | 2210-4-HR10-LAB30CP015 | 2000253574 | 212LAB30CP015 | 212LAB30PSL15 | HP FW. PUMP-B DISCH.PRESSURE SWITCH | RMI | GISW-CN | C | X | 202028366 |  | 000002614837 |  | ERP-DLGN-EAA | 2013-03-05 | 20
HR10 | 2210-4-HR10-LAB30CT001 | 2000253582 | 212LAB30CT001 | 212LAB30TE01 | LP DRUM TO BFW.PUMP I/L TEMP.ELEMENT | RMI | GIEL-TE | C | X | 202028366 |  | 000002614851 |  | ERP-MM-DC1 | 2011-12-17 | 20
HR10 | 2210-4-HR10-LAB31AA001 | 2000253590 | 212LAB31AA001 | 212LAB31AA001 | LP FEEDWATER TO DRUM CHECK VALVE/SWING | RMM | GMVLVE | C | X | 202028366 |  | 000002614855 |  | ERP-MM-DC1 | 2011-12-17 | 20
HR10 | 2210-4-HR10-LAB31AA002 | 2000253598 | 212LAB31AA002 | 212LAB31AA002 | LP FEEDWATER TO DRUM ISOL.VALVE | RMM | GMVLVE | C | X | 202028366 |  | 000002614859 |  | ERP-MM-DC1 | 2011-12-17 | 20
HR10 | 2210-4-HR10-LAB31AA003 | 2000253606 | 212LAB31AA003 | 212LAB31HVO1 | HP F.WAT.PUMP RECIRCULATION BLOCK VALVE1 | RMM | GMVLVE | B | X | 202028366 |  | 000002614873 |  | ERP-MM-DC1 | 2011-12-17 | 20
HR10 | 2210-4-HR10-LAB31AA004 | 2000253614 | 212LAB31AA004 | 212LAB31HVO2 | HP F.WAT.PUMP RECIRCULATION BLOCK VALVE2 | RMM | GMVLVE | B | X | 202028366 |  | 000002614877 |  | ERP-MM-DC1 | 2011-12-17 | 20
HR10 | 2210-4-HR10-LAB31BP001 | 2000253622 | 212LAB31BP001 | 212LAB31BP001 | FEEDWATER PMP TO LP ST.DRUM FLOW LIMITER | RMM | GMFLWD | C | X | 202028366 |  | 000002614891 |  | ERP-MM-DC1 | 2011-12-17 | 20
HR10 | 2210-4-HR10-LAB31BR001 | 2000253630 | 212LAB31BR001 | 212LAB31BR001 | FEEDWATER SUPPLY PIPING TO DEAERATOR | RMM | GMPIPE | C | X | 202028366 |  | 000002614895 |  | ERP-MM-DC1 | 2011-12-17 | 20
HR10 | 2210-4-HR10-LAB32AA001 | 2000253638 | 212LAB32AA001 | 212LAB32AA001 | LP FEEDWATER TO DRUM CHECK VALVE/SWING | RMM | GMVLVE | C | X | 202028366 |  | 000002614899 |  | ERP-MM-DC1 | 2011-12-17 | 20
HR10 | 2210-4-HR10-LAB32AA002 | 2000253646 | 212LAB32AA002 | 212LAB32AA002 | LP FEEDWATER TO DRUM ISOL.VALVE | RMM | GMVLVE | B | X | 202028366 |  | 000002614913 |  | ERP-MM-DC1 | 2011-12-17 | 20
HR10 | 2210-4-HR10-LAB32BP001 | 2000253654 | 212LAB32BP001 | 212LAB32BP001 | FEEDWATER PUMP TO LP ST.DRUM FLOW METER | RMM | GMFLWD | C | X | 202028366 |  | 000002614917 |  | ERP-MM-DC1 | 2011-12-17 | 20
HR10 | 2210-4-HR10-LAB50AA001 | 2000253662 | 212LAB50AA001 | 212LAB50AA001 | HP FEEDWATER CHECK VALVE/SWING | RMM | GMVLVE | C | X | 202028366 |  | 000002614931 |  | ERP-MM-DC1 | 2011-12-17 | 20
HR10 | 2210-4-HR10-LAB50AA002 | 2000253670 | 212LAB50AA002 | 212LAB50AA002 | HP FEEDWATER SHUTOFF VALVE (TO ECONOMSR) | RMM | GMVL-MO | B | X | 202028366 |  | 000002614935 |  | ERP-MM-DC1 | 2011-12-17 | 20
HR10 | 2210-4-HR10-LAB50AA002-M01 | 2000253678 | 212LAB50AA002-M01 | 212LAB50XV01 | MOTOR FOR HPFW SHUTOFF V/V TO ECONOMISER | RME | GEMOTR | B | X | 202028366 |  | 000002614939 |  | ERP-MM-DC1 | 2011-12-17 | 20
HR10 | 2210-4-HR10-LAB50AA003 | 2000253686 | 212LAB50AA003 | 212LAB50AA003 | HP FEEDWATER BYPASS VALVE (TO ECONOMSR) | RMM | GMVL-MO | B | X | 202028366 |  | 000002614953 |  | ERP-MM-DC1 | 2011-12-17 | 20
HR10 | 2210-4-HR10-LAB50AA003-M01 | 2000253694 | 212LAB50AA003-M01 | 212LAB50XV02 | MOTOR FOR HPFW BYPASS V/V TO ECONOMISER | RME | GEMOTR | B | X | 202028366 |  | 000002614957 |  | ERP-MM-DC1 | 2011-12-17 | 20
HR10 | 2210-4-HR10-LAB50AA191 | 2000253702 | 212LAB50AA191 | 212LAB50AA191 | HP FEEDWATER SAFETY RELIEF VALVE | RMM | GMVL-RE | C | X | 202028366 |  | 000002614971 |  | ERP-MM-DC1 | 2011-12-17 | 20
HR10 | 2210-4-HR10-LAB50AA301 | 2000253710 | 212LAB50AA301 | 212LAB50AA301 | HP FEEDWATER PRESS.INDICATOR ISOL.VALVE | RMM | GMVLVE | C | X | 202028366 |  | 000002614975 |  | ERP-MM-DC1 | 2011-12-17 | 20
HR10 | 2210-4-HR10-LAB50AA302 | 2000253718 | 212LAB50AA302 | 212LAB50AA302 | HP FEEDWATER PRESS.INDICATOR ISOL.VALVE | RMM | GMVLVE | C | X | 202028366 |  | 000002614979 |  | ERP-MM-DC1 | 2011-12-17 | 20
HR10 | 2210-4-HR10-LAB50AA303 | 2000253726 | 212LAB50AA303 | 212LAB50AA303 | HP FEEDWATER PRESS.SWITCH ISOL.VALVE | RMM | GMVLVE | C | X | 202028366 |  | 000002614993 |  | ERP-MM-DC1 | 2011-12-17 | 20
HR10 | 2210-4-HR10-LAB50AA304 | 2000253735 | 212LAB50AA304 | 212LAB50AA304 | HP FEEDWATER PRESS.SWITCH ISOL.VALVE | RMM | GMVLVE | C | X | 202028366 |  | 000002614997 |  | ERP-MM-DC1 | 2011-12-17 | 20
HR10 | 2210-4-HR10-LAB50AA305 | 2000253743 | 212LAB50AA305 | 212LAB50AA305 | HP FEEDWATER PR.TRANSMITTER ISOL.VALVE | RMM | GMVLVE | C | X | 202028366 |  | 000002615011 |  | ERP-MM-DC1 | 2011-12-17 | 20
HR10 | 2210-4-HR10-LAB50AA306 | 2000253751 | 212LAB50AA306 | 212LAB50AA306 | HP FEEDWATER PR.TRANSMITTER ISOL.VALVE | RMM | GMVLVE | C | X | 202028366 |  | 000002615015 |  | ERP-MM-DC1 | 2011-12-17 | 20
HR10 | 2210-4-HR10-LAB50AA501 | 2000253759 | 212LAB50AA501 | 212LAB50AA501 | HP FEEDWATER VENT VALVE/Y-TYPE | RMM | GMVLVE | B | X | 202028366 |  | 000002615019 |  | ERP-MM-DC1 | 2011-12-17 | 20
HR10 | 2210-4-HR10-LAB50AA502 | 2000253767 | 212LAB50AA502 | 212LAB50AA502 | HP FEEDWATER VENT VALVE/Y-TYPE | RMM | GMVLVE | B | X | 202028366 |  | 000002615033 |  | ERP-MM-DC1 | 2011-12-17 | 20
HR10 | 2210-4-HR10-LAB50BP001 | 2000253775 | 212LAB50BP001 | 212LAB50BP001 | HP FEEDWATER C.V.BYPASS FLOW LIMITER | RMM | GMFLWD | C | X | 202028366 |  | 000002615037 |  | ERP-MM-DC1 | 2011-12-17 | 20
HR10 | 2210-4-HR10-LAB50CP001 | 2000253783 | 212LAB50CP001 | 212LAB50CP001 | HP FW TO ECON. PRESSURE TRANSMITTER | RMI | GIXM-DP | C | X | 202028366 |  | 000002615051 |  | ERP-MM-DC1 | 2011-12-17 | 20
HR10 | 2210-4-HR10-LAB50CP002 | 2000253791 | 212LAB50CP002 | 212LAB50CP002 | HP FW TO ECON. PRESSURE SWITCH | RMI | GISW-CN | C | X | 202028366 |  | 000002615055 |  | ERP-DLGN-EAA | 2013-03-05 | 20
HR10 | 2210-4-HR10-LAB50CP501 | 2000253799 | 212LAB50CP501 | 212LAB50CP501 | HP FW TO ECON. PRESSURE INDICATOR | RMI | GIIN-PR | C | X | 202028366 |  | 000002615059 |  | ERP-MM-DC1 | 2011-12-17 | 20
HR10 | 2210-4-HR10-LAB50CT001 | 2000253807 | 212LAB50CT001 | 212LAB50CT001 | HP FW TO ECONOMIZER TEMP.ELEMENT | RMI | GIEL-TE | C | X | 202028366 |  | 000002615073 |  | ERP-MM-DC1 | 2011-12-17 | 20
HR10 | 2210-4-HR10-LAC11 | 2000253815 | 212LAC11 | 212LAV11 | HP BFP-A | RMI | GISW-CN | B | X | 202028366 |  | 000002615077 |  | ERP-DLGN-EAA | 2013-03-05 | 20
HR10 | 2210-4-HR10-LAC11AP001 | 2000253823 | 212LAC11AP001 | 212LAC11AP001 | BOILER FEEDWATER PUMP-A | RMM | GMPUMP | B | X | 202028366 |  | 000002615091 |  | ERP-MM-DC1 | 2011-12-17 | 20
HR10 | 2210-4-HR10-LAC11AP001-M01 | 2000253831 | 212LAC11AP001-M01 | 212LAC11AP001M1 | BOILER FW.PUMP AUX.LUBE OIL PUMP-A MOTOR | RME | GEMOTR | B | X | 202028366 |  | 000002615095 |  | ERP-MM-DC1 | 2011-12-17 | 20
HR10 | 2210-4-HR10-LAC11AP001KC01 | 2000253839 | 212LAC11AP001KC01 | 212LAC11AP001KC | BOILER FEEDWATER PUMP L.O. HEATER | RME | GEHTR | B | X | 202028366 |  | 000002615099 |  | ERP-MM-DC1 | 2011-12-17 | 20
HR10 | 2210-4-HR10-LAC11CT000 | 2000253847 | 212LAC11CT000 | 212LAC11TE | BLR.FW.PMP/MOTOR-A BEARING TEMP.ELEMENTS | RMI | GIEL-TE | C | X | 202028366 |  | 000002615113 |  | ERP-MM-DC1 | 2011-12-17 | 20
HR10 | 2210-4-HR10-LAC12 | 2000253855 | 212LAC12 | 212LAV12 | HP BFP-B | RMI | GISW-CN | B | X | 202028366 |  | 000002615117 |  | ERP-DLGN-EAA | 2013-03-05 | 20
HR10 | 2210-4-HR10-LAC12AP001 | 2000253863 | 212LAC12AP001 | 212LAC12AP001 | BOILER FEEDWATER PUMP-B | RMM | GMPUMP | B | X | 202028366 |  | 000002615131 |  | ERP-MM-DC1 | 2011-12-17 | 20
HR10 | 2210-4-HR10-LAC12AP001-M01 | 2000253871 | 212LAC12AP001-M01 | 212LAC12AP001M1 | BOILER FEEDWATER PUMP-B MOTOR | RME | GEMOTR | B | X | 202028366 |  | 000002615135 |  | ERP-MM-DC1 | 2011-12-17 | 20
HR10 | 2210-4-HR10-LAC12AP001KC01 | 2000253879 | 212LAC12AP001KC01 | 212LAC12AP001KC | BOILER FEEDWATER PUMP LUBE OIL HEATER | RME | GEHTR | B | X | 202028366 |  | 000002615139 |  | ERP-MM-DC1 | 2011-12-17 | 20
HR10 | 2210-4-HR10-LAC12CT000 | 2000253886 | 212LAC12CT000 | 212LAC12TE | BLR.FW.PMP/MOTOR-B BEARING TEMP.ELEMENTS | RMI | GIEL-TE | C | X | 202028366 |  | 000002615153 |  | ERP-MM-DC1 | 2011-12-17 | 20
HR10 | 2210-4-HR10-LAC21AP001 | 2000253894 | 212LAC21AP001 | 212LAV11AP001 | BOILER FW. PUMP AUX. LUBE OIL PUMP-A | RMM | GMPUMP | B | X | 202028366 |  | 000002615157 |  | ERP-MM-DC1 | 2011-12-17 | 20
HR10 | 2210-4-HR10-LAC21AP001-M01 | 2000253902 | 212LAC21AP001-M01 | 212LAV11AP001M1 | BOILER PUMP AUX. LUBE OIL PUMP-A MOTOR | RME | GEMOTR | B | X | 202028366 |  | 000002615171 |  | ERP-MM-DC1 | 2011-12-17 | 20
HR10 | 2210-4-HR10-LAC22AP001 | 2000253910 | 212LAC22AP001 | 212LAV12AP001 | BOILER FW. PUMP AUX. LUBE OIL PUMP-B | RMM | GMPUMP | B | X | 202028366 |  | 000002615175 |  | ERP-MM-DC1 | 2011-12-17 | 20
HR10 | 2210-4-HR10-LAC22AP001-M01 | 2000253918 | 212LAC22AP001-M01 | 212LAV12AP001M1 | BOILER FW.PUMP AUX.LUBE OIL PUMP-B MOTOR | RME | GEMOTR | B | X | 202028366 |  | 000002615179 |  | ERP-MM-DC1 | 2011-12-17 | 20
HR10 | 2210-4-HR10-LAC22CP005 | 2000253926 | 212LAC22CP005 | 212LAV12PDI/PDS | LUBE OIL FILTER DIFF.PR.GAUGE/DP.SWITCH | RMI | GISW-CN | C | X | 202028366 |  | 000002615193 |  | ERP-DLGN-EAA | 2013-03-05 | 20
HR10 | 2210-4-HR10-LAC22CP011 | 2000253934 | 212LAC22CP011 | 212LAV12PSL11 | BFW PUMP LO START PERMSV.PRESS.SWITCH | RMI | GISW-CN | C | X | 202028366 |  | 000002615197 |  | ERP-DLGN-EAA | 2013-03-05 | 20
HR10 | 2210-4-HR10-LAC22CP021 | 2000253942 | 212LAC22CP021 | 212LAV12PSL21 | AUX.LUBE OIL PUMP START PRESS SWITCH | RMI | GISW-CN | C | X | 202028366 |  | 000002615211 |  | ERP-DLGN-EAA | 2013-03-05 | 20
HR10 | 2210-4-HR10-LAW11CT000 | 2000253950 | 212LAW11CT000 | 212LAW11CT000 | TEMP INDICATOR | RMI | GIIN-TE | C | X | 202028366 |  | 000002615215 |  | ERP-MM-DC1 | 2011-12-17 | 20
HR10 | 2210-4-HR10-LAW12CT000 | 2000253958 | 212LAW12CT000 | 212LAW12CT000 | TEMP INDICATOR | RMI | GIIN-TE | C | X | 202028366 |  | 000002615219 |  | ERP-MM-DC1 | 2011-12-17 | 20
HR10 | 2210-4-HR10-LBA32 | 2000253966 | 212LBA32 | 212LBA32 | LOCAL INSTRUMENTS | RMI | GIXM-FC | C | X | 202028366 |  | 000002615233 |  | ERP-MM-DC1 | 2011-12-17 | 20
HR10 | 2210-4-HR10-LBA32AA001 | 2000253974 | 212LBA32AA001 | 212LBA32FIK02 | HP STEAM VENT FLOW CONTROL VALVE | RMM | GMVL-BA | B | X | 202028366 |  | 000002615237 |  | ERP-MM-DC1 | 2011-12-17 | 20
HR10 | 2210-4-HR10-LBA32AA101 | 2000253982 | 212LBA32AA101 | 212LBA32TV01 | HP STEAM HEADER DRAIN VALVE-BEFORE FE. | RMM | GMVL-MO | B | X | 202028366 |  | 000002615251 |  | ERP-MM-DC1 | 2011-12-17 | 20
HR10 | 2210-4-HR10-LBA32AA102 | 2000253990 | 212LBA32AA102 | 212LBA32TV02 | HP STEAM HEADER DRAIN VALVE-AFTER FE. | RMM | GMVL-MO | B | X | 202028366 |  | 000002615255 |  | ERP-MM-DC1 | 2011-12-17 | 20
HR10 | 2210-4-HR10-LBA32AA104 | 2000253998 | 212LBA32AA104 | 212LBA32PV04 | HP STEAM VENT MOTOR OPERATED VALVE | RMM | GMVL-MO | B | X | 202028366 |  | 000002615259 |  | ERP-MM-DC1 | 2011-12-17 | 20
HR10 | 2210-4-HR10-LBA32BR001 | 2000254006 | 212LBA32BR001 | 212LBA32BR001 | HP STEAM HEADER DRAIN PIPING | RMM | GMPIPE | C | X | 202028366 |  | 000002615273 |  | ERP-MM-DC1 | 2011-12-17 | 20
HR10 | 2210-4-HR10-LBA32CF001 | 2000254014 | 212LBA32CF001 | 212LBA32FT01 | HP STEAM LINE FLOW TRANSMITTER | RMI | GIXM-FC | C | X | 202028366 |  | 000002615277 |  | ERP-MM-DC1 | 2011-12-17 | 20
HR10 | 2210-4-HR10-LBA32CT001 | 2000254022 | 212LBA32CT001 | 212LBA32TE01 | HP STEAM HDR.DRN.TEMP.ELEMENT BEF.FE | RMI | GIEL-TE | C | X | 202028366 |  | 000002615291 |  | ERP-MM-DC1 | 2011-12-17 | 20
HR10 | 2210-4-HR10-LBA32CT002 | 2000254030 | 212LBA32CT002 | 212LBA32TE02 | HP STEAM HDR.DRN.TEMP.ELEMENT AFT.FE | RMI | GIEL-TE | C | X | 202028366 |  | 000002615295 |  | ERP-MM-DC1 | 2011-12-17 | 20
HR10 | 2210-4-HR10-LBA50 | 2000254038 | 212LBA50 | 212LBA50 | LOCAL INSTRUMENTS | RMI | GIXM-DP | C | X | 202028366 |  | 000002615299 |  | ERP-MM-DC1 | 2011-12-17 | 20
HR10 | 2210-4-HR10-LBA50AA002 | 2000254046 | 212LBA50AA002 | 212LBA50AA002 | HP SUPERHEATER STARTUP VENT VALVE | RMM | GMVL-MO | B | X | 202028366 |  | 000002615313 |  | ERP-MM-DC1 | 2011-12-17 | 20
HR10 | 2210-4-HR10-LBA50AA003 | 2000254054 | 212LBA50AA003 | 212LBA50AA003 | HP STEAM SUPERHEATER O/L CHECK VALVE | RMM | GMVLVE | B | X | 202028366 |  | 000002615317 |  | ERP-MM-DC1 | 2011-12-17 | 20
HR10 | 2210-4-HR10-LBA50AA004 | 2000254062 | 212LBA50AA004 | 212LBA50AA004 | HP STEAMLINE SHUTOFF VALVE | RMM | GMVL-MO | B | X | 202028366 |  | 000002615331 |  | ERP-MM-DC1 | 2011-12-17 | 20
HR10 | 2210-4-HR10-LBA50AA005 | 2000254070 | 212LBA50AA005 | 212LBA50AA005 | HP STEAMLINE BYPASS VALVE | RMM | GMVL-MO | B | X | 202028366 |  | 000002615335 |  | ERP-MM-DC1 | 2011-12-17 | 20
HR10 | 2210-4-HR10-LBA50AA107 | 2000254078 | 212LBA50AA107 | 212LBA50NIC07 | HP SUPERHEATER STEAM HEADER DRAIN VALVE | RMM | GMVL-MO | B | X | 202028366 |  | 000002615339 |  | ERP-MM-DC1 | 2011-12-17 | 20
HR10 | 2210-4-HR10-LBA50AA191 | 2000254086 | 212LBA50AA191 | 212LBA50PSV03 | HP STEAM SUP.HTR. O/L SAFETY VALVE/ANGLE | RMM | GMVL-RE | C | X | 202028366 |  | 000002615353 |  | ERP-MM-DC1 | 2011-12-17 | 20
HR10 | 2210-4-HR10-LBA50AA301 | 2000254094 | 212LBA50AA301 | 212LBA50AA301 | HP STEAM SUP.HTR. O/L PI ISOL.VALVE | RMM | GMVLVE | C | X | 202028366 |  | 000002615357 |  | ERP-MM-DC1 | 2011-12-17 | 20
HR10 | 2210-4-HR10-LBA50AA302 | 2000254102 | 212LBA50AA302 | 212LBA50AA302 | HP STEAM SUP.HTR. O/L PI ISOL.VALVE | RMM | GMVLVE | C | X | 202028366 |  | 000002615371 |  | ERP-MM-DC1 | 2011-12-17 | 20
HR10 | 2210-4-HR10-LBA50AA303 | 2000254110 | 212LBA50AA303 | 212LBA50AA303 | HP STEAM SUP.HTR. O/L PT ISOL. VALVE | RMM | GMVLVE | C | X | 202028366 |  | 000002615375 |  | ERP-MM-DC1 | 2011-12-17 | 20
HR10 | 2210-4-HR10-LBA50AA304 | 2000254118 | 212LBA50AA304 | 212LBA50AA304 | HP STEAM SUP.HTR. O/L PT ISOL. VALVE | RMM | GMVLVE | C | X | 202028366 |  | 000002615379 |  | ERP-MM-DC1 | 2011-12-17 | 20
HR10 | 2210-4-HR10-LBA50AA305 | 2000254126 | 212LBA50AA305 | 212LBA50AA305 | HP STEAM START-UP FT ISOL. VALVE | RMM | GMVLVE | C | X | 202028366 |  | 000002615393 |  | ERP-MM-DC1 | 2011-12-17 | 20
HR10 | 2210-4-HR10-LBA50AA306 | 2000254134 | 212LBA50AA306 | 212LBA50AA306 | HP STEAM START-UP FT ISOL. VALVE | RMM | GMVLVE | C | X | 202028366 |  | 000002615397 |  | ERP-MM-DC1 | 2011-12-17 | 20
HR10 | 2210-4-HR10-LBA50AA307 | 2000254142 | 212LBA50AA307 | 212LBA50AA307 | HP STEAM START-UP FT ISOL. VALVE | RMM | GMVLVE | C | X | 202028366 |  | 000002615411 |  | ERP-MM-DC1 | 2011-12-17 | 20
HR10 | 2210-4-HR10-LBA50AA308 | 2000254150 | 212LBA50AA308 | 212LBA50AA308 | HP STEAM START-UP FT ISOL. VALVE | RMM | GMVLVE | C | X | 202028366 |  | 000002615415 |  | ERP-MM-DC1 | 2011-12-17 | 20
HR10 | 2210-4-HR10-LBA50AA403 | 2000254158 | 212LBA50AA403 | 212LBA50AA403 | HP STEAM DRAIN VALVE/Y-TYPE | RMM | GMVLVE | B | X | 202028366 |  | 000002615419 |  | ERP-MM-DC1 | 2011-12-17 | 20
HR10 | 2210-4-HR10-LBA50AA404 | 2000254166 | 212LBA50AA404 | 212LBA50AA404 | HP STEAMLINE DRAIN VALVE | RMM | GMVL-MO | B | X | 202028366 |  | 000002615433 |  | ERP-MM-DC1 | 2011-12-17 | 20
HR10 | 2210-4-HR10-LBA50AA405 | 2000254174 | 212LBA50AA405 | 212LBA50AA405 | HP STEAM C-V DRAIN VALVE/Y-TYPE | RMM | GMVLVE | B | X | 202028366 |  | 000002615437 |  | ERP-MM-DC1 | 2011-12-17 | 20
HR10 | 2210-4-HR10-LBA50AA406 | 2000254182 | 212LBA50AA406 | 212LBA50PV04 | HP STEAMLINE DRAIN VALVE BEF.FLOW ELEMT | RMM | GMVL-MO | C | X | 202028366 |  | 000002615451 |  | ERP-MM-DC1 | 2011-12-17 | 20
HR10 | 2210-4-HR10-LBA50AA407 | 2000254190 | 212LBA50AA407 | 212LBA50AA407 | HP STEAM DRAIN VALVE/Y-TYPE | RMM | GMVLVE | B | X | 202028366 |  | 000002615455 |  | ERP-MM-DC1 | 2011-12-17 | 20
HR10 | 2210-4-HR10-LBA50AA408 | 2000254198 | 212LBA50AA408 | 212LBA50AA408 | HP STEAM DRAIN VALVE/Y-TYPE | RMM | GMVLVE | B | X | 202028366 |  | 000002615459 |  | ERP-MM-DC1 | 2011-12-17 | 20
HR10 | 2210-4-HR10-LBA50AA501 | 2000254206 | 212LBA50AA501 | 212LBA50AA501 | HP STEAM START-UP VALVE/Y-TYPE | RMM | GMVLVE | B | X | 202028366 |  | 000002615473 |  | ERP-MM-DC1 | 2011-12-17 | 20
HR10 | 2210-4-HR10-LBA50AA502 | 2000254214 | 212LBA50AA502 | 212LBA50AA502 | HP STEAM START-UP VALVE | RMM | GMVL-MO | B | X | 202028366 |  | 000002615477 |  | ERP-MM-DC1 | 2011-12-17 | 20
HR10 | 2210-4-HR10-LBA50AA503 | 2000254222 | 212LBA50AA503 | 212LBA50AA503 | HP STEAM START-UP PLUG VALVE/ANGLE | RMM | GMVLVE | B | X | 202028366 |  | 000002615491 |  | ERP-MM-DC1 | 2011-12-17 | 20
HR10 | 2210-4-HR10-LBA50BP001 | 2000254230 | 212LBA50BP001 | 212LBA50BP001 | HP STEAM DRAIN FLOW LIMITER | RMM | GMFLWD | C | X | 202028366 |  | 000002615495 |  | ERP-MM-DC1 | 2011-12-17 | 20
HR10 | 2210-4-HR10-LBA50BS001 | 2000254238 | 212LBA50BS001 | 212LBA50BS001 | HP STARTUP VENT SILENCER | RMM | GMSLNR | B | X | 202028366 |  | 000002615499 |  | ERP-MM-DC1 | 2011-12-17 | 20
HR10 | 2210-4-HR10-LBA50CF001 | 2000254246 | 212LBA50CF001 | 212LBA50CF001 | HP STEAM START-UP FLOW TRANSMITTER | RMI | GIXM-FC | C | X | 202028366 |  | 000002615513 |  | ERP-MM-DC1 | 2011-12-17 | 20
HR10 | 2210-4-HR10-LBA50CP000 | 2000254254 | 212LBA50CP000 | 212LBA50PT | HP STEAM TO MAIN HDR.PRESS.TRANSMITTERS | RMI | GIXM-DP | C | X | 202028366 |  | 000002615517 |  | ERP-MM-DC1 | 2011-12-17 | 20
HR10 | 2210-4-HR10-LBA50CP001 | 2000254262 | 212LBA50CP001 | 212LBA50CP001 | HP STEAM PRESSURE TRANSMITTER | RMI | GIXM-DP | C | X | 202028366 |  | 000002615531 |  | ERP-MM-DC1 | 2011-12-17 | 20
HR10 | 2210-4-HR10-LBA50CP501 | 2000254270 | 212LBA50CP501 | 212LBA50CP501 | HP STEAM PRESSURE INDICATOR | RMI | GIIN-PR | C | X | 202028366 |  | 000002615535 |  | ERP-MM-DC1 | 2011-12-17 | 20
HR10 | 2210-4-HR10-LBA50CT001 | 2000254278 | 212LBA50CT001 | 212LBA50TE01 | HP STEAM TO MAIN HDR.TEMPERATURE ELEMENT | RMI | GIEL-TE | C | X | 202028366 |  | 000002615539 |  | ERP-MM-DC1 | 2011-12-17 | 20
HR10 | 2210-4-HR10-LBA50CT002 | 2000254286 | 212LBA50CT002 | 212LBA50TE02 | HP STEAM TO MAIN HDR.TEMPERATURE ELEMENT | RMI | GIEL-TE | C | X | 202028366 |  | 000002615553 |  | ERP-MM-DC1 | 2011-12-17 | 20
HR10 | 2210-4-HR10-LBA50CT003 | 2000254294 | 212LBA50CT003 | 212LBA50TT02 | HP STEAM TO MAIN HDR.TEMP.TRANSMITTER | RMI | GIEL-TE | C | X | 202028366 |  | 000002615557 |  | ERP-MM-DC1 | 2011-12-17 | 20
HR10 | 2210-4-HR10-LBG10AA001 | 2000254302 | 212LBG10AA001 | 212LBG10AA001 | LP PEGGING ST.TO DRUM CHECK VALVE/SWING | RMM | GMVLVE | B | X | 202028366 |  | 000002615571 |  | ERP-MM-DC1 | 2011-12-17 | 20
HR10 | 2210-4-HR10-LBG10AA002 | 2000254310 | 212LBG10AA002 | 212LBG10AA002 | LP PEGGING STEAM TO DRUM ISOL.VALVE | RMM | GMVLVE | B | X | 202028366 |  | 000002615575 |  | ERP-MM-DC1 | 2011-12-17 | 20
HR10 | 2210-4-HR10-LBG10AA301 | 2000254318 | 212LBG10AA301 | 212LBG10AA301 | NITROGENE TO LP DRUM PI ISOL.VALVE | RMM | GMVLVE | B | X | 202028366 |  | 000002615579 |  | ERP-MM-DC1 | 2011-12-17 | 20
HR10 | 2210-4-HR10-LBG10AA302 | 2000254326 | 212LBG10AA302 | 212LBG10AA302 | NITROGENE TO LP DRUM PI ISOL.VALVE | RMM | GMVLVE | B | X | 202028366 |  | 000002615593 |  | ERP-MM-DC1 | 2011-12-17 | 20
HR10 | 2210-4-HR10-LBG10AA601 | 2000254334 | 212LBG10AA601 | 212LBG10AA601 | NITROGENE TO LP DRUM CHECK VALVE | RMM | GMVLVE | C | X | 202028366 |  | 000002615597 |  | ERP-MM-DC1 | 2011-12-17 | 20
HR10 | 2210-4-HR10-LBG10AA602 | 2000254342 | 212LBG10AA602 | 212LBG10AA602 | NITROGENE TO LP DRUM ISOL.VALVE | RMM | GMVLVE | B | X | 202028366 |  | 000002615611 |  | ERP-MM-DC1 | 2011-12-17 | 20
HR10 | 2210-4-HR10-LBG10AA603 | 2000254350 | 212LBG10AA603 | 212LBG10AA603 | NITROGENE TO LP DRUM ISOL.VALVE | RMM | GMVLVE | B | X | 202028366 |  | 000002615615 |  | ERP-MM-DC1 | 2011-12-17 | 20
HR10 | 2210-4-HR10-LBG10BR001 | 2000254358 | 212LBG10BR001 | 212LBG10BR001 | AUXILIARY STEAM PIPING TO LP DRUM | RMM | GMPIPE | B | X | 202028366 |  | 000002615619 |  | ERP-MM-DC1 | 2011-12-17 | 20
HR10 | 2210-4-HR10-LBG10BR601 | 2000254366 | 212LBG10BR601 | 212LBG10BR601 | NITROGEN SUPPLY PIPING TO LP DRUM | RMM | GMPIPE | B | X | 202028366 |  | 000002615633 |  | ERP-MM-DC1 | 2011-12-17 | 20
HR10 | 2210-4-HR10-LBG10CP501 | 2000254374 | 212LBG10CP501 | 212LBG10CP501 | NITROGEN TO LP DRUM PRESS.INDICATOR | RMI | GIIN-PR | C | X | 202028366 |  | 000002615637 |  | ERP-MM-DC1 | 2011-12-17 | 20
HR10 | 2210-4-HR10-LBG34AA001 | 2000254382 | 212LBG34AA001 | 212LBG34PV01 | LP PEGGING STEAM TO DRUM PR.CONTRL.VALVE | RMM | GMVL-BA | B | X | 202028366 |  | 000002615651 |  | ERP-MM-DC1 | 2011-12-17 | 20
HR10 | 2210-4-HR10-LBG34CF001 | 2000254390 | 212LBG34CF001 | 212LBG34FT01 | PEG.STEAM TO HRSG SOOT BLR.FLOW TRANSMTR | RMI | GIXM-FC | C | X | 202028366 |  | 000002615655 |  | ERP-MM-DC1 | 2011-12-17 | 20
HR10 | 2210-4-HR10-LBG34CP000 | 2000254398 | 212LBG34CP000 | 212LBG34CP000 | CONTROL VOLVE | RMM | GMVL-BA | B | X | 202028366 |  | 000002615659 |  | ERP-MM-DC1 | 2011-12-17 | 20
HR10 | 2210-4-HR10-LBH10AA001 | 2000254406 | 212LBH10AA001 | 212LBH10AA001 | LP START-UP STEAM CHECK VALVE/SWING | RMM | GMVLVE | C | X | 202028366 |  | 000002615673 |  | ERP-MM-DC1 | 2011-12-17 | 20
HR10 | 2210-4-HR10-LBH10AA002 | 2000254414 | 212LBH10AA002 | 212LBH10AA002 | LP START-UP STEAM ISOL.VALVE | RMM | GMVLVE | B | X | 202028366 |  | 000002615677 |  | ERP-MM-DC1 | 2011-12-17 | 20
HR10 | 2210-4-HR10-LBH36AA001 | 2000254422 | 212LBH36AA001 | 212LBH36PV04 | LP DUMP CONTROL VALVE | RMM | GMVL-BA | B | X | 202028366 |  | 000002615691 |  | ERP-MM-DC1 | 2011-12-17 | 20
HR10 | 2210-4-HR10-LBH36CP004 | 2000254430 | 212LBH36CP004 | 212LBH36CP004 | CONTROL VOLVE | RMM | GMVL-BA | B | X | 202028366 |  | 000002615695 |  | ERP-MM-DC1 | 2011-12-17 | 20
HR10 | 2210-4-HR10-LCA10AA001 | 2000254438 | 212LCA10AA001 | 212LCA10AA001 | COND.FCV I/L ISOL.VALVE | RMM | GMVLVE | B | X | 202028366 |  | 000002615699 |  | ERP-MM-DC1 | 2011-12-17 | 20
HR10 | 2210-4-HR10-LCA10AA003 | 2000254446 | 212LCA10AA003 | 212LCA10AA003 | CONDENSATE TO DEAERATOR FCV O/L ISOL.V/V | RMM | GMVLVE | B | X | 202028366 |  | 000002615713 |  | ERP-MM-DC1 | 2011-12-17 | 20
HR10 | 2210-4-HR10-LCA10AA004 | 2000254454 | 212LCA10AA004 | 212LCA10AA004 | COND.FCV BYPASS CONTOUR PLUG VALVE | RMM | GMVLVE | C | X | 202028366 |  | 000002615717 |  | ERP-MM-DC1 | 2011-12-17 | 20
HR10 | 2210-4-HR10-LCA10AA005 | 2000254462 | 212LCA10AA005 | 212LCA10AA005 | COND.TO DEAERATOR CHECK VALVE/SWING | RMM | GMVLVE | C | X | 202028366 |  | 000002615731 |  | ERP-MM-DC1 | 2011-12-17 | 20
HR10 | 2210-4-HR10-LCA10AA006 | 2000254470 | 212LCA10AA006 | 212LCA10AA006 | CONDENSATE TO DEAERATOR ISOL.VALVE | RMM | GMVLVE | B | X | 202028366 |  | 000002615735 |  | ERP-MM-DC1 | 2011-12-17 | 20
HR10 | 2210-4-HR10-LCA10AA301 | 2000254478 | 212LCA10AA301 | 212LCA10AA301 | CONDENSATE TO DEAERATOR PI ISOL.VALVE | RMM | GMVLVE | B | X | 202028366 |  | 000002615739 |  | ERP-MM-DC1 | 2011-12-17 | 20
HR10 | 2210-4-HR10-LCA10AA302 | 2000254486 | 212LCA10AA302 | 212LCA10AA302 | CONDENSATE TO DEAERATOR PI ISOL.VALVE | RMM | GMVLVE | B | X | 202028366 |  | 000002615753 |  | ERP-MM-DC1 | 2011-12-17 | 20
HR10 | 2210-4-HR10-LCA10AA401 | 2000254494 | 212LCA10AA401 | 212LCA10AA401 | CONDENSATE TO DEAERATOR DRAIN VALVE | RMM | GMVLVE | B | X | 202028366 |  | 000002615757 |  | ERP-MM-DC1 | 2011-12-17 | 20
HR10 | 2210-4-HR10-LCA10AA402 | 2000254502 | 212LCA10AA402 | 212LCA10AA402 | CONDENSATE TO DEAERATOR DRAIN VALVE | RMM | GMVLVE | B | X | 202028366 |  | 000002615771 |  | ERP-MM-DC1 | 2011-12-17 | 20
HR10 | 2210-4-HR10-LCA10AA501 | 2000254510 | 212LCA10AA501 | 212LCA10AA501 | CONDENSATE TO DEAERATOR VENT VALVE | RMM | GMVLVE | B | X | 202028366 |  | 000002615775 |  | ERP-MM-DC1 | 2011-12-17 | 20
HR10 | 2210-4-HR10-LCA10AA502 | 2000254518 | 212LCA10AA502 | 212LCA10AA502 | CONDENSATE TO DEAERATOR VENT VALVE | RMM | GMVLVE | B | X | 202028366 |  | 000002615779 |  | ERP-MM-DC1 | 2011-12-17 | 20
HR10 | 2210-4-HR10-LCA10BR001 | 2000254526 | 212LCA10BR001 | 212LCA10BR001 | CONDENSATE PIPING TO DEAERATOR | RMM | GMPIPE | C | X | 202028366 |  | 000002615793 |  | ERP-MM-DC1 | 2011-12-17 | 20
HR10 | 2210-4-HR10-LCA10CP501 | 2000254534 | 212LCA10CP501 | 212LCA10CP501 | CONDENSATE TO DEAERATOR PRESS.INDICATOR | RMI | GIIN-PR | C | X | 202028366 |  | 000002615797 |  | ERP-MM-DC1 | 2011-12-17 | 20
HR10 | 2210-4-HR10-LCA35AA001 | 2000254542 | 212LCA35AA001 | 212LCA35HV01 | CONDENSATE SHUT-OFF VALVE | RMM | GMVLVE | B | X | 202028366 |  | 000002615811 |  | ERP-MM-DC1 | 2011-12-17 | 20
HR10 | 2210-4-HR10-LCA35AA002 | 2000254550 | 212LCA35AA002 | 212LCA35FV02 | CONDENSATE TO DEAERATOR FLOW CONT.VALVE | RMM | GMVL-BA | B | X | 202028366 |  | 000002615815 |  | ERP-MM-DC1 | 2011-12-17 | 20
HR10 | 2210-4-HR10-LCA35AA101 | 2000254558 | 212LCA35AA101 | 212LCA35NIC02 | CONDENSATE TO DEAERATR.FT I\L ISOL.VALVE | RMM | GMVL-MO | B | X | 202028366 |  | 000002615819 |  | ERP-MM-DC1 | 2011-12-17 | 20
HR10 | 2210-4-HR10-LCA35CF000 | 2000254566 | 212LCA35CF000 | 212LCA35CF000 | CONTROL VALVE | RMM | GMVL-BA | B | X | 202028366 |  | 000002615833 |  | ERP-MM-DC1 | 2011-12-17 | 20
HR10 | 2210-4-HR10-LCA35CF001 | 2000254574 | 212LCA35CF001 | 212LCA35FT01 | CONDENSATE TO DEAERATOR FLOW TRANSMITTER | RMI | GIXM-FC | C | X | 202028366 |  | 000002615837 |  | ERP-MM-DC1 | 2011-12-17 | 20
HR10 | 2210-4-HR10-LCA35CT001 | 2000254582 | 212LCA35CT001 | 212LCA35TE/TW01 | CONDENSATE TO LP ST.DRUM TEMP.ELEMENT | RMI | GIEL-TE | C | X | 202028366 |  | 000002615851 |  | ERP-MM-DC1 | 2011-12-17 | 20
HR10 | 2210-4-HR10-LCP20AA001 | 2000254590 | 212LCP20AA001 | 212LCP20AA001 | CONDENSATE MAKE-UP LINE CHECK VALVE | RMM | GMVLVE | C | X | 202028366 |  | 000002615855 |  | ERP-MM-DC1 | 2011-12-17 | 20
HR10 | 2210-4-HR10-LCP20AA002 | 2000254598 | 212LCP20AA002 | 212LCP20AA002 | CONDENSATE MAKE-UP LINE ISOL.VALVE | RMM | GMVLVE | B | X | 202028366 |  | 000002615859 |  | ERP-MM-DC1 | 2011-12-17 | 20
HR10 | 2210-4-HR10-LCP20AA003 | 2000254606 | 212LCP20AA003 | 212LCP20AA003 | CONDENSATE MAKE-UP LINE CHECK VALVE | RMM | GMVLVE | C | X | 202028366 |  | 000002615873 |  | ERP-MM-DC1 | 2011-12-17 | 20
HR10 | 2210-4-HR10-LCP20AA401 | 2000254614 | 212LCP20AA401 | 212LCP20AA401 | CONDENSATE MAKE-UP LINE DRAIN VALVE | RMM | GMVLVE | B | X | 202028366 |  | 000002615877 |  | ERP-MM-DC1 | 2011-12-17 | 20
HR10 | 2210-4-HR10-LCP20AA402 | 2000254622 | 212LCP20AA402 | 212LCP20AA402 | CONDENSATE MAKE-UP LINE DRAIN VALVE | RMM | GMVLVE | B | X | 202028366 |  | 000002615891 |  | ERP-MM-DC1 | 2011-12-17 | 20
HR10 | 2210-4-HR10-LCP20BR001 | 2000254630 | 212LCP20BR001 | 212LCP20BR001 | CONDENSATE MAKE-UP PIPING TO DEAERATOR | RMM | GMPIPE | C | X | 202028366 |  | 000002615895 |  | ERP-MM-DC1 | 2011-12-17 | 20
HR10 | 2210-4-HR10-LCP50AA001 | 2000254638 | 212LCP50AA001 | 212LCP50AA001 | COND.MAKE-UP WATER TO ECON.CHECK VALVE | RMM | GMVLVE | C | X | 202028366 |  | 000002615899 |  | ERP-MM-DC1 | 2011-12-17 | 20
HR10 | 2210-4-HR10-LCP50AA002 | 2000254646 | 212LCP50AA002 | 212LCP50AA002 | COND.MAKE-UP WATER TO ECON.ISOL. VALVE | RMM | GMVLVE | B | X | 202028366 |  | 000002615913 |  | ERP-MM-DC1 | 2011-12-17 | 20
HR10 | 2210-4-HR10-LCP50AA401 | 2000254654 | 212LCP50AA401 | 212LCP50AA401 | COND.MAKE-UP WATER TO ECON.DRAIN VALVE | RMM | GMVLVE | B | X | 202028366 |  | 000002615917 |  | ERP-MM-DC1 | 2011-12-17 | 20
HR10 | 2210-4-HR10-LCP50AA402 | 2000254662 | 212LCP50AA402 | 212LCP50AA402 | COND.MAKE-UP WATER TO ECON.DRAIN VALVE | RMM | GMVLVE | B | X | 202028366 |  | 000002615931 |  | ERP-MM-DC1 | 2011-12-17 | 20
HR10 | 2210-4-HR10-LCQ00 | 2000254670 | 212LCQ00 | 212LCQ00 | LOCAL INSTRUMENTS | RMI | GIXM-DP | C | X | 202028366 |  | 000002615935 |  | ERP-MM-DC1 | 2011-12-17 | 20
HR10 | 2210-4-HR10-LCQ10AA001 | 2000254678 | 212LCQ10AA001 | 212LCQ10LV01 | LP STARTUP BLOWDOWN SHUTOFF GL-V | RMM | GMVL-MO | B | X | 202028366 |  | 000002615939 |  | ERP-MM-DC1 | 2011-12-17 | 20
HR10 | 2210-4-HR10-LCQ10AA002 | 2000254686 | 212LCQ10AA002 | 212LCQ10LV02 | LP/DA START-UP BLOWDOWN CONTROL VALVE | RMM | GMVL-BA | B | X | 202028366 |  | 000002615953 |  | ERP-MM-DC1 | 2011-12-17 | 20
HR10 | 2210-4-HR10-LCQ10AA003 | 2000254694 | 212LCQ10AA003 | 212LCQ10AA003 | LP START-UP BLOWDOWN C.V. O/L ISOL.VALVE | RMM | GMVLVE | B | X | 202028366 |  | 000002615957 |  | ERP-MM-DC1 | 2011-12-17 | 20
HR10 | 2210-4-HR10-LCQ10AA401 | 2000254702 | 212LCQ10AA401 | 212LCQ10HV03 | LP INTERMITTANT BLOW DOWN VALVE | RMM | GMVL-MO | B | X | 202028366 |  | 000002615971 |  | ERP-MM-DC1 | 2011-12-17 | 20
HR10 | 2210-4-HR10-LCQ10AA402 | 2000254710 | 212LCQ10AA402 | 212LCQ10AA402 | LP START-UP BLOWDOWN LINE DRAIN VALVE | RMM | GMVLVE | C | X | 202028366 |  | 000002615975 |  | ERP-MM-DC1 | 2011-12-17 | 20
HR10 | 2210-4-HR10-LCQ10BR001 | 2000254718 | 212LCQ10BR001 | 212LCQ10BR001 | LP START-UP BLOW DOWN PIPING TO B.D.TANK | RMM | GMPIPE | C | X | 202028366 |  | 000002615979 |  | ERP-MM-DC1 | 2011-12-17 | 20
HR10 | 2210-4-HR10-LCQ10BR002 | 2000254726 | 212LCQ10BR002 | 212LCQ10BR002 | LP START-UP BLOW DOWN DRAIN PIPING | RMM | GMPIPE | C | X | 202028366 |  | 000002615993 |  | ERP-MM-DC1 | 2011-12-17 | 20
HR10 | 2210-4-HR10-LCQ10BS001 | 2000254734 | 212LCQ10BS001 | 212LCQ10BS001 | PSV SILENCER, BLOWDOWN TANK | RMM | GMTANK | C | X | 202028366 |  | 000002615997 |  | ERP-MM-DC1 | 2011-12-17 | 20
HR10 | 2210-4-HR10-LCQ32AA001 | 2000254742 | 212LCQ32AA001 | 212LCQ32LV01 | HRSG BLOWDOWN TANK LEVEL CONTROL VALVE | RMM | GMVL-BA | B | X | 202028366 |  | 000002616011 |  | ERP-MM-DC1 | 2011-12-17 | 20
HR10 | 2210-4-HR10-LCQ50AA001 | 2000254750 | 212LCQ50AA001 | 212LCQ50LV01 | HP STARTUP BLOWDOWN SHUTOFF VALVE | RMM | GMVL-MO | B | X | 202028366 |  | 000002616015 |  | ERP-MM-DC1 | 2011-12-17 | 20
HR10 | 2210-4-HR10-LCQ50AA002 | 2000254758 | 212LCQ50AA002 | 212LCQ50LV02 | HP STARTUP BLOW DOWN CONTROL VALVE | RMM | GMVL-BA | B | X | 202028366 |  | 000002616019 |  | ERP-MM-DC1 | 2011-12-17 | 20
HR10 | 2210-4-HR10-LCQ50AA401 | 2000254766 | 212LCQ50AA401 | 212LCQ50AA401 | HP INTERMITTENT BLOWDOWN ISOL. VLAVE | RMM | GMVL-MO | B | X | 202028366 |  | 000002616033 |  | ERP-MM-DC1 | 2011-12-17 | 20
HR10 | 2210-4-HR10-LCQ50AA402 | 2000254774 | 212LCQ50AA402 | 212LCQ50AA402 | HP START-UP BLOW DOWN DRAIN VALVE | RMM | GMVLVE | B | X | 202028366 |  | 000002616037 |  | ERP-MM-DC1 | 2011-12-17 | 20
HR10 | 2210-4-HR10-LCQ80AA001 | 2000254782 | 212LCQ80AA001 | 212LCQ80AA001 | BLOWDOWN STEAM MOTOR OPERATED VALVE | RMM | GMVL-MO | B | X | 202028366 |  | 000002616051 |  | ERP-MM-DC1 | 2011-12-17 | 20
HR10 | 2210-4-HR10-LCQ80AA002 | 2000254790 | 212LCQ80AA002 | 212LCQ80AA002 | BLOWDOWN STEAM CHECK VALVE/SWING | RMM | GMVLVE | C | X | 202028366 |  | 000002616055 |  | ERP-MM-DC1 | 2011-12-17 | 20
HR10 | 2210-4-HR10-LCQ80AA003 | 2000254798 | 212LCQ80AA003 | 212LCQ80AA003 | BLOWDOWN STEAM ISOL.VALVE | RMM | GMVLVE | B | X | 202028366 |  | 000002616059 |  | ERP-MM-DC1 | 2011-12-17 | 20
HR10 | 2210-4-HR10-LCQ80AA191 | 2000254806 | 212LCQ80AA191 | 212LCQ80AA191 | HRSG. BLOWDOWN TANK SAFETY VALVE | RMM | GMVL-RE | C | X | 202028366 |  | 000002616073 |  | ERP-MM-DC1 | 2011-12-17 | 20
HR10 | 2210-4-HR10-LCQ80AA301 | 2000254814 | 212LCQ80AA301 | 212LCQ80AA301 | HRSG B.D.TANK LEVEL INDICTR.ISOL. VALVE | RMM | GMVLVE | B | X | 202028366 |  | 000002616077 |  | ERP-MM-DC1 | 2011-12-17 | 20
HR10 | 2210-4-HR10-LCQ80AA302 | 2000254822 | 212LCQ80AA302 | 212LCQ80AA302 | HRSG B.D. TANK LEVEL INDICTR.ISOL.VALVE | RMM | GMVLVE | B | X | 202028366 |  | 000002616091 |  | ERP-MM-DC1 | 2011-12-17 | 20
HR10 | 2210-4-HR10-LCQ80AA303 | 2000254830 | 212LCQ80AA303 | 212LCQ80AA303 | HRSG B.D.TANK LEVEL INDICTR. ISOL. VALVE | RMM | GMVLVE | B | X | 202028366 |  | 000002616095 |  | ERP-MM-DC1 | 2011-12-17 | 20
HR10 | 2210-4-HR10-LCQ80AA304 | 2000254838 | 212LCQ80AA304 | 212LCQ80AA304 | HRSG B.D.TANK LEVEL INDICTR. ISOL. VALVE | RMM | GMVLVE | B | X | 202028366 |  | 000002616099 |  | ERP-MM-DC1 | 2011-12-17 | 20
HR10 | 2210-4-HR10-LCQ80AA305 | 2000254846 | 212LCQ80AA305 | 212LCQ80AA305 | HRSG B.D.TANK LEVEL TRANSMITTER ISOL.V/V | RMM | GMVLVE | C | X | 202028366 |  | 000002616113 |  | ERP-MM-DC1 | 2011-12-17 | 20
HR10 | 2210-4-HR10-LCQ80AA306 | 2000254854 | 212LCQ80AA306 | 212LCQ80AA306 | HRSG B.D.TANK LEVEL TRANSMITTER ISOL.V/V | RMM | GMVLVE | C | X | 202028366 |  | 000002616117 |  | ERP-MM-DC1 | 2011-12-17 | 20
HR10 | 2210-4-HR10-LCQ80AA307 | 2000254862 | 212LCQ80AA307 | 212LCQ80AA307 | HRSG B.D.TANK LEVEL TRANSMITTER ISOL.V/V | RMM | GMVLVE | C | X | 202028366 |  | 000002616131 |  | ERP-MM-DC1 | 2011-12-17 | 20
HR10 | 2210-4-HR10-LCQ80AA308 | 2000254870 | 212LCQ80AA308 | 212LCQ80AA308 | HRSG B.D.TANK LEVEL TRANSMITTER ISOL.V/V | RMM | GMVLVE | C | X | 202028366 |  | 000002616135 |  | ERP-MM-DC1 | 2011-12-17 | 20
HR10 | 2210-4-HR10-LCQ80AA309 | 2000254878 | 212LCQ80AA309 | 212LCQ80AA309 | HRSG B.D.TANK PRESS.INDICATOR ISOL.VALVE | RMM | GMVLVE | B | X | 202028366 |  | 000002616139 |  | ERP-MM-DC1 | 2011-12-17 | 20
HR10 | 2210-4-HR10-LCQ80AA310 | 2000254886 | 212LCQ80AA310 | 212LCQ80AA310 | HRSG B.D.TANK PRESS.INDICATOR ISOL.VALVE | RMM | GMVLVE | B | X | 202028366 |  | 000002616153 |  | ERP-MM-DC1 | 2011-12-17 | 20
HR10 | 2210-4-HR10-LCQ80AA401 | 2000254894 | 212LCQ80AA401 | 212LCQ80AA401 | HRSG BLOWDOWN TANK LI DRAIN VALVE | RMM | GMVLVE | B | X | 202028366 |  | 000002616157 |  | ERP-MM-DC1 | 2011-12-17 | 20
HR10 | 2210-4-HR10-LCQ80AA402 | 2000254902 | 212LCQ80AA402 | 212LCQ80AA402 | HRSG BLOWDOWN TANK LI. DRAIN VALVE | RMM | GMVLVE | B | X | 202028366 |  | 000002616171 |  | ERP-MM-DC1 | 2011-12-17 | 20
HR10 | 2210-4-HR10-LCQ80AA418 | 2000254910 | 212LCQ80AA418 | 212LCQ80AA418 | HP CONT.BLOWDOWN ISOL. VALVE | RMM | GMVL-MO | B | X | 202028366 |  | 000002616175 |  | ERP-MM-DC1 | 2011-12-17 | 20
HR10 | 2210-4-HR10-LCQ80AA501 | 2000254918 | 212LCQ80AA501 | 212LCQ80AA501 | HRSG BLOWDOWN TANK L.I VENT VALVE | RMM | GMVLVE | C | X | 202028366 |  | 000002616179 |  | ERP-MM-DC1 | 2011-12-17 | 20
HR10 | 2210-4-HR10-LCQ80AA502 | 2000254926 | 212LCQ80AA502 | 212LCQ80AA502 | HRSG BLOWDOWN TANK L.I VENT VALVE | RMM | GMVLVE | C | X | 202028366 |  | 000002616193 |  | ERP-MM-DC1 | 2011-12-17 | 20
HR10 | 2210-4-HR10-LCQ80BB001 | 2000254934 | 212LCQ80BB001 | 212LCQ80BB001 | HRSG1 BLOW DOWN TANK | RMM | GMTANK | C | X | 202028366 |  | 000002616197 |  | ERP-MM-DC1 | 2011-12-17 | 20
HR10 | 2210-4-HR10-LCQ80CL001 | 2000254942 | 212LCQ80CL001 | 212LCQ80LT | HRSG BLOW DOWN TANK LEVEL TRANSMITTER | RMI | GIXM-LC | C | X | 202028366 |  | 000002616211 |  | ERP-MM-DC1 | 2011-12-17 | 20
HR10 | 2210-4-HR10-LCQ80CL501 | 2000254950 | 212LCQ80CL501 | 212CLQ50CL501 | HP BLOWDOWN TANK LEVEL GAUGE | RMI | GIIN-LV | B | X | 202028366 |  | 000002616215 |  | ERP-MM-DC1 | 2011-12-17 | 20
HR10 | 2210-4-HR10-LCQ80CP501 | 2000254958 | 212LCQ80CP501 | 212LCQ80CP501 | HRSG BLOW DOWN TANK PRESSURE INDICATOR | RMI | GIIN-PR | C | X | 202028366 |  | 000002616219 |  | ERP-MM-DC1 | 2011-12-17 | 20
HR10 | 2210-4-HR10-LCQ80CT001 | 2000254966 | 212LCQ80CT001 | 212LCQ80CT001 | HRSG BLOW DOWN TANK TEMPERATURE ELEMENT | RMI | GIEL-TE | C | X | 202028366 |  | 000002616233 |  | ERP-MM-DC1 | 2011-12-17 | 20
HR10 | 2210-4-HR10-LCQ90BB001 | 2000254974 | 212LCQ90BB001 | 212LCQ90BB001 | ATMOSPHERIC BLOW DOWN TANK | RMM | GMTANK | C | X | 202028366 |  | 000002616237 |  | ERP-MM-DC1 | 2011-12-17 | 20
HR10 | 2210-4-HR10-LCQ90BS001 | 2000254982 | 212LCQ90BS001 | 212LCQ90BS001 | ATMOSPHERIC BLOWDOWN TANK SILENCER | RMM | GMSLNR | C | X | 202028366 |  | 000002616251 |  | ERP-MM-DC1 | 2011-12-17 | 20
HR10 | 2210-4-HR10-LFJ01CP001 | 2000254990 | 212LFJ01CP001 | 212LFJ10PI01 | N2 FROM HDR.TO LP DRUM PRESS.INDICATOR | RMI | GIIN-PR | C | X | 202028366 |  | 000002616255 |  | ERP-MM-DC1 | 2011-12-17 | 20
HR10 | 2210-4-HR10-LFJ10AA701 | 2000254998 | 212LFJ10AA701 | 212LFJ10AA701 | LP DRUM PEGGING STM.N2 GAS SUPPLY VALVE | RMM | GMVLVE | B | X | 202028366 |  | 000002616259 |  | ERP-MM-DC1 | 2011-12-17 | 20
HR10 | 2210-4-HR10-LFJ55AA105 | 2000255006 | 212LFJ55AA105 | 212LFJ55PV05 | HP DRUM PSV O/L SAT.STM.N2 GAS SUPLY.V/V | RMM | GMVL-MO | B | X | 202028366 |  | 000002616273 |  | ERP-MM-DC1 | 2011-12-17 | 20
HR10 | 2210-4-HR10-LFJ55AA701 | 2000255014 | 212LFJ55AA701 | 212LFJ55AA701 | HP DRUM TO S.H. SAT.STM.N2 GAS ISOL.V/V | RMM | GMVLVE | B | X | 202028366 |  | 000002616277 |  | ERP-MM-DC1 | 2011-12-17 | 20
HR10 | 2210-4-HR10-LFN00 | 2000255022 | 212LFN00 | 212LFN00 | LOCAL INSTRUMENTS | RMI | GIIN-PR | C | X | 202028366 |  | 000002616291 |  | ERP-MM-DC1 | 2011-12-17 | 20
HR10 | 2210-4-HR10-LFN10BR001 | 2000255030 | 212LFN10BR001 | 212LFN10BR001 | HYDRAZINE INJN.PUMP-A/B SUCT/DISC.PIPING | RMM | GMPIPE | C | X | 202028366 |  | 000002616295 |  | ERP-MM-DC1 | 2011-12-17 | 20
HR10 | 2210-4-HR10-LFN11AA001 | 2000255038 | 212LFN11AA001 | 212LFN11AA001 | HYDRAZINE INJN.PUMP-A SUCTION VALVE | RMM | GMVLVE | B | X | 202028366 |  | 000002616299 |  | ERP-MM-DC1 | 2011-12-17 | 20
HR10 | 2210-4-HR10-LFN11AA002 | 2000255046 | 212LFN11AA002 | 212LFN11AA002 | HYDRAZINE INJN.PUMP-A DISCHARGE VALVE | RMM | GMVLVE | B | X | 202028366 |  | 000002616313 |  | ERP-MM-DC1 | 2011-12-17 | 20
HR10 | 2210-4-HR10-LFN11AA301 | 2000255054 | 212LFN11AA301 | 212LFN11PSV02 | HYDRAZINE INJN.PUMP-A DISCH.PR.SFTY.VALV | RMM | GMVL-RE | C | X | 202028366 |  | 000002616317 |  | ERP-MM-DC1 | 2011-12-17 | 20
HR10 | 2210-4-HR10-LFN11AP001 | 2000255062 | 212LFN11AP001 | 212LFN11AP001 | HYDRAZINE INJECTION PUMP-A | RMM | GMPUMP | B | X | 202028366 |  | 000002616331 |  | ERP-MM-DC1 | 2011-12-17 | 20
HR10 | 2210-4-HR10-LFN11AP001-M01 | 2000255070 | 212LFN11AP001-M01 | 212LFN11AP001M1 | HYDRAZINE INJECTION PUMP A-MOTOR | RME | GEMOTR | B | X | 202028366 |  | 000002616335 |  | ERP-MM-DC1 | 2011-12-17 | 20
HR10 | 2210-4-HR10-LFN11AT001 | 2000255078 | 212LFN11AT001 | 212LFN11AT001 | HYDRAZINE INJN.PUMP-A SUCTION STRAINER | RMM | GMSTRN | C | X | 202028366 |  | 000002616339 |  | ERP-MM-DC1 | 2011-12-17 | 20
HR10 | 2210-4-HR10-LFN11CP001 | 2000255086 | 212LFN11CP001 | 212LFN11PI01 | HYDRAZINE INJN.PUMP-A DISCH.PR.INDICATOR | RMI | GIIN-PR | B | X | 202028366 |  | 000002616353 |  | ERP-MM-DC1 | 2011-12-17 | 20
HR10 | 2210-4-HR10-LFN12AA001 | 2000255094 | 212LFN12AA001 | 212LFN12AA001 | HYDRAZINE INJN.PUMP-B SUCTION VALVE | RMM | GMVLVE | B | X | 202028366 |  | 000002616357 |  | ERP-MM-DC1 | 2011-12-17 | 20
HR10 | 2210-4-HR10-LFN12AA002 | 2000255102 | 212LFN12AA002 | 212LFN12AA002 | HYDRAZINE INJN.PUMP-B DISCHARGE VALVE | RMM | GMVLVE | B | X | 202028366 |  | 000002616371 |  | ERP-MM-DC1 | 2011-12-17 | 20
HR10 | 2210-4-HR10-LFN12AA301 | 2000255110 | 212LFN12AA301 | 212LFN12PSV02 | HYDRAZINE INJN.PUMP-B DISCH.PR.SFTY.VALV | RMM | GMVL-RE | C | X | 202028366 |  | 000002616375 |  | ERP-MM-DC1 | 2011-12-17 | 20
HR10 | 2210-4-HR10-LFN12AP001 | 2000255118 | 212LFN12AP001 | 212LFN12AP001 | HYDRAZINE INJECTION NPUMP-B | RMM | GMPUMP | B | X | 202028366 |  | 000002616379 |  | ERP-MM-DC1 | 2011-12-17 | 20
HR10 | 2210-4-HR10-LFN12AP001-M01 | 2000255126 | 212LFN12AP001-M01 | 212LFN12AP001M1 | HYDRAZINE INJECTION PUMP-B MOTOR | RME | GEMOTR | B | X | 202028366 |  | 000002616393 |  | ERP-MM-DC1 | 2011-12-17 | 20
HR10 | 2210-4-HR10-LFN12AT001 | 2000255134 | 212LFN12AT001 | 212LFN12AT001 | HYDRAZINE INJN.PUMP-B SUCTION STRAINER | RMM | GMSTRN | C | X | 202028366 |  | 000002616397 |  | ERP-MM-DC1 | 2011-12-17 | 20
HR10 | 2210-4-HR10-LFN12CP001 | 2000255142 | 212LFN12CP001 | 212LFN12PI01 | HYDRAZINE INJN.PUMP-B DISCH.PR.INDICATOR | RMI | GIIN-PR | B | X | 202028366 |  | 000002616411 |  | ERP-MM-DC1 | 2011-12-17 | 20
HR10 | 2210-4-HR10-LFN31AA302 | 2000255150 | 212LFN31AA302 | 212LFN31PSV02 | PHOSPHATE INJN.PUMP-A DISCH.SFTY.RLF.V/V | RMM | GMVL-RE | C | X | 202028366 |  | 000002616415 |  | ERP-MM-DC1 | 2011-12-17 | 20
HR10 | 2210-4-HR10-LFN31AA701 | 2000255158 | 212LFN31AA701 | 212LFN31AA701 | PHOSPHATE INJN.PUMP-A SUCTION VALVE | RMM | GMVLVE | B | X | 202028366 |  | 000002616419 |  | ERP-MM-DC1 | 2011-12-17 | 20
HR10 | 2210-4-HR10-LFN31AA702 | 2000255166 | 212LFN31AA702 | 212LFN31AA702 | PHOSPHATE INJN.PUMP-A DISCHARGE VALVE | RMM | GMVLVE | B | X | 202028366 |  | 000002616433 |  | ERP-MM-DC1 | 2011-12-17 | 20
HR10 | 2210-4-HR10-LFN31AP001 | 2000255174 | 212LFN31AP001 | 212LFN31AP001 | PHOSPHATE INJECTIONN PUMP-A | RMM | GMPUMP | B | X | 202028366 |  | 000002616437 |  | ERP-MM-DC1 | 2011-12-17 | 20
HR10 | 2210-4-HR10-LFN31AP001-M01 | 2000255182 | 212LFN31AP001-M01 | 212LFN31AP001M1 | PHOSPHATE INJECTION PUMP-A MOTOR | RME | GEMOTR | B | X | 202028366 |  | 000002616451 |  | ERP-MM-DC1 | 2011-12-17 | 20
HR10 | 2210-4-HR10-LFN31AT001 | 2000255190 | 212LFN31AT001 | 212LFN31AT001 | PHOSPHATE INJN.PUMP-A SUCTION STRAINER | RMM | GMSTRN | C | X | 202028366 |  | 000002616455 |  | ERP-MM-DC1 | 2011-12-17 | 20
HR10 | 2210-4-HR10-LFN31CP001 | 2000255198 | 212LFN31CP001 | 212LFN31PI01 | PHOSPHATE INJN.PUMP-A DISCH.PR.INDICATOR | RMI | GIIN-PR | B | X | 202028366 |  | 000002616459 |  | ERP-MM-DC1 | 2011-12-17 | 20
HR10 | 2210-4-HR10-LFN32AA002 | 2000255206 | 212LFN32AA002 | 212LFN32PSV02 | PHOSPHATE INJN.PUMP-B DISCH.SFTY.RLF.V/V | RMM | GMVL-RE | C | X | 202028366 |  | 000002616473 |  | ERP-MM-DC1 | 2011-12-17 | 20
HR10 | 2210-4-HR10-LFN32AA701 | 2000255214 | 212LFN32AA701 | 212LFN32AA701 | PHOSPHATE INJN.PUMP-B SUCTION VALVE | RMM | GMVLVE | B | X | 202028366 |  | 000002616477 |  | ERP-MM-DC1 | 2011-12-17 | 20
HR10 | 2210-4-HR10-LFN32AA702 | 2000255222 | 212LFN32AA702 | 212LFN32AA702 | PHOSPHATE INJN.PUMP-A DISCHARGE VALVE | RMM | GMVLVE | B | X | 202028366 |  | 000002616491 |  | ERP-MM-DC1 | 2011-12-17 | 20
HR10 | 2210-4-HR10-LFN32AP001 | 2000255230 | 212LFN32AP001 | 212LFN32AP001 | PHOSPHATE INJECTION PUMP-B | RMM | GMPUMP | B | X | 202028366 |  | 000002616495 |  | ERP-MM-DC1 | 2011-12-17 | 20
HR10 | 2210-4-HR10-LFN32AP001-M01 | 2000255238 | 212LFN32AP001-M01 | 212LFN32AP001M1 | PHOSPHATE INJECTION PUMP-B MOTOR | RME | GEMOTR | B | X | 202028366 |  | 000002616499 |  | ERP-MM-DC1 | 2011-12-17 | 20
HR10 | 2210-4-HR10-LFN32AT001 | 2000255246 | 212LFN32AT001 | 212LFN32AT001 | PHOSPHATE INJN.PUMP-B SUCTION STRAINER | RMM | GMSTRN | C | X | 202028366 |  | 000002616513 |  | ERP-MM-DC1 | 2011-12-17 | 20
HR10 | 2210-4-HR10-LFN32CP001 | 2000255254 | 212LFN32CP001 | 212LFN32PI01 | PHOSPHATE INJN.PUMP-B DISCH.PR.INDICATOR | RMI | GIIN-PR | B | X | 202028366 |  | 000002616517 |  | ERP-MM-DC1 | 2011-12-17 | 20
HR10 | 2210-4-HR10-MAN20CP001 | 2000255262 | 212MAN20CP001 | 212LBF20PT01 | HP STEAM BYPASS PRESSURE TRANSMITTER | RMI | GIXM-DP | C | X | 202028366 |  | 000002616531 |  | ERP-MM-DC1 | 2011-12-17 | 20
HR10 | 2210-4-HR10-MAN20CT002 | 2000255270 | 212MAN20CT002 | 212LBF20TT02 | HP STEAM BYPASS TEMPERATURE TRANSMITTER | RMI | GIEL-TE | C | X | 202028366 |  | 000002616535 |  | ERP-MM-DC1 | 2011-12-17 | 20
HR10 | 2210-4-HR10-MAN22AA001 | 2000255278 | 212MAN22AA001 | 212LBF22TV01 | HP STEAM BYPASS DRAIN VALVE BEF.CONT.V/V | RMM | GMVL-MO | B | X | 202028366 |  | 000002616539 |  | ERP-MM-DC1 | 2011-12-17 | 20
HR10 | 2210-4-HR10-MAN22AA002 | 2000255286 | 212MAN22AA002 | 212LBF22PV02 | HP STEAM BYPASS CONTROL VALVE | RMM | GMVL-BA | B | X | 202028366 |  | 000002616553 |  | ERP-MM-DC1 | 2011-12-17 | 20
HR10 | 2210-4-HR10-MAN22AA003 | 2000255294 | 212MAN22AA003 | 212LBF22PV03 | HP STEAM BYPASS INJECTION VALVE | RMM | GMVL-BA | B | X | 202028366 |  | 000002616557 |  | ERP-MM-DC1 | 2011-12-17 | 20
HR10 | 2210-4-HR10-MAN22AA004 | 2000255302 | 212MAN22AA004 | 212LBF22TV04 | HP STEAM BYPASS DRAIN VALVE BEF.INJN.V/V | RMM | GMVL-MO | B | X | 202028366 |  | 000002616571 |  | ERP-MM-DC1 | 2011-12-17 | 20
HR10 | 2210-4-HR10-MAN22CT001 | 2000255310 | 212MAN22CT001 | 212LBF22TE01 | HP STEAM BYPASS DRAIN TEMPERATURE ELEMNT | RMI | GIEL-TE | C | X | 202028366 |  | 000002616575 |  | ERP-MM-DC1 | 2011-12-17 | 20
HR10 | 2210-4-HR10-MAN22CT004 | 2000255318 | 212MAN22CT004 | 212LBF22TE04 | HP STEAM BYPASS DRAIN TEMP. ELEMENT | RMI | GIEL-TE | C | X | 202028366 |  | 000002616579 |  | ERP-MM-DC1 | 2011-12-17 | 20
HR10 | 2210-4-HR10-MBR40CP401 | 2000255326 | 212MBR40CP401 | 212MBR40CP401 | HRSG DUCT INLET PRESSURE TEST POINT | RMI | GIIN-PR | C | X | 202028366 |  | 000002616593 |  | ERP-MM-DC1 | 2011-12-17 | 20
HR10 | 2210-4-HR10-MBR40CT001 | 2000255334 | 212MBR40CT001 | 212MBR40CT001 | HRSG DUCT INLET TEMPERATURE ELEMENT | RMI | GIIN-PR | C | X | 202028366 |  | 000002616597 |  | ERP-MM-DC1 | 2011-12-17 | 20
HR10 | 2210-4-HR10-MBR40CT002 | 2000255342 | 212MBR40CT002 | 212MBR40CT002 | HRSG DUCT INLET TEMPERATURE ELEMENT | RMI | GIEL-TE | C | X | 202028366 |  | 000002616611 |  | ERP-MM-DC1 | 2011-12-17 | 20
HR10 | 2210-4-HR10-MBR50AB001 | 2000255350 | 212MBR50AB001 | 212MBR50AB001 | BOILER INLET EXPANSION JOINT | RMM | GMEXJT | C | X | 202028366 |  | 000002616615 |  | ERP-MM-DC1 | 2011-12-17 | 20
HR10 | 2210-4-HR10-MBR50BR001 | 2000255358 | 212MBR50BR001 | 212MBR50BR001 | BOILER INLET DUCT | RMM | GMDUCT | C | X | 202028366 |  | 000002616619 |  | ERP-MM-DC1 | 2011-12-17 | 20
HR10 | 2210-4-HR10-PAB35CT001 | 2000255366 | 212PAB35CT001 | 212PAB35TE01 | SERV.WATER TO BLWDN.RECVR.SUMP TEMP ELMT | RMI | GIEL-TE | C | X | 202028366 |  | 000002616633 |  | ERP-MM-DC1 | 2011-12-17 | 20
HR10 | 2210-4-HR10-PAB40AA001 | 2000255374 | 212PAB40AA001 | 212PAB40TV01 | CW.BLOWDOWN QUENCHING TEMP.CONTROL VALVE | RMM | GMVL-BA | C | X | 202028366 |  | 000002616637 |  | ERP-MM-DC1 | 2011-12-17 | 20
HR10 | 2210-4-HR10-PAB40BR407 | 2000255382 | 212PAB40BR407 | 212PAB40BR407 | CIRC.WATER PIPING FOR BLOWDOWN QUENCHING | RMM | GMPIPE | C | X | 202028366 |  | 000002616651 |  | ERP-MM-DC1 | 2011-12-17 | 20
HR10 | 2210-4-HR10-PAB40CV001 | 2000255390 | 212PAB40CV001 | 212PAB40CV001 | CONTRO VALVE | RMM | GMVL-BA | B | X | 202028366 |  | 000002616655 |  | ERP-MM-DC1 | 2011-12-17 | 20
HR10 | 2210-4-HR10-PGB00 | 2000255398 | 212PGB00 | 212PGB00 | LOCAL INSTRUMENTS | RMI | GISW-FLW | C | X | 202028366 |  | 000002616659 |  | ERP-MM-DC1 | 2011-12-17 | 20
HR10 | 2210-4-HR10-PGB10AA011 | 2000255406 | 212PGB10AA011 | 212PGB10AA011 | HP CIRC.PUMP COOL.WATER INLET ISOL.VALVE | RMM | GMVLVE | B | X | 202028366 |  | 000002616673 |  | ERP-MM-DC1 | 2011-12-17 | 20
HR10 | 2210-4-HR10-PGB10AA012 | 2000255414 | 212PGB10AA012 | 212PGB10AA012 | HP CIRC.PUMP COOL.WATER O/L ISOL. VALVE | RMM | GMVLVE | C | X | 202028366 |  | 000002616677 |  | ERP-MM-DC1 | 2011-12-17 | 20
HR10 | 2210-4-HR10-PGB10AA021 | 2000255422 | 212PGB10AA021 | 212PGB10AA021 | HP CIRC.PUMP COOL.WATER INLET ISOL.VALVE | RMM | GMVLVE | B | X | 202028366 |  | 000002616691 |  | ERP-MM-DC1 | 2011-12-17 | 20
HR10 | 2210-4-HR10-PGB10AA022 | 2000255430 | 212PGB10AA022 | 212PGB10AA022 | HP CIRC.PUMP COOL.WATER O/L ISOL. VALVE | RMM | GMVLVE | C | X | 202028366 |  | 000002616695 |  | ERP-MM-DC1 | 2011-12-17 | 20
HR10 | 2210-4-HR10-PGB10AA031 | 2000255438 | 212PGB10AA031 | 212PGB10AA031 | LP CIRC.PUMP COOL.WATER INLET ISOL.VALVE | RMM | GMVLVE | B | X | 202028366 |  | 000002616699 |  | ERP-MM-DC1 | 2011-12-17 | 20
HR10 | 2210-4-HR10-PGB10AA032 | 2000255446 | 212PGB10AA032 | 212PGB10AA032 | LP CIRC.PUMP COOL.WATER O/L ISOL. VALVE | RMM | GMVLVE | C | X | 202028366 |  | 000002616713 |  | ERP-MM-DC1 | 2011-12-17 | 20
HR10 | 2210-4-HR10-PGB10AA041 | 2000255454 | 212PGB10AA041 | 212PGB10AA041 | LP CIRC.PUMP COOL.WATER INLET ISOL.VALVE | RMM | GMVLVE | B | X | 202028366 |  | 000002616717 |  | ERP-MM-DC1 | 2011-12-17 | 20
HR10 | 2210-4-HR10-PGB10AA042 | 2000255462 | 212PGB10AA042 | 212PGB10AA042 | LP CIRC.PUMP COOL.WATER O/L ISOL. VALVE | RMM | GMVLVE | C | X | 202028366 |  | 000002616731 |  | ERP-MM-DC1 | 2011-12-17 | 20
HR10 | 2210-4-HR10-PGB30AA300 | 2000255470 | 212PGB30AA300 | 212PGB30PSV | BLR.FW.PUMPS CCCW O/L SAFETY VALVES | RMM | GMVL-RE | C | X | 202028366 |  | 000002616735 |  | ERP-MM-DC1 | 2011-12-17 | 20
HR10 | 2210-4-HR10-PGB30AA301 | 2000255478 | 212PGB30AA301 | 212PGB30PSV01 | BLR.FW.PUMP1 C.C.WATER O/L SAFETY VALVE | RMM | GMVL-RE | C | X | 202028366 |  | 000002616739 |  | ERP-MM-DC1 | 2011-12-17 | 20
HR10 | 2210-4-HR10-PGB30AA302 | 2000255486 | 212PGB30AA302 | 212PGB30PSV02 | BLR.FW.PUMP2 C.C.WATER O/L SAFETY VALVE | RMM | GMVL-RE | C | X | 202028366 |  | 000002616753 |  | ERP-MM-DC1 | 2011-12-17 | 20
HR10 | 2210-4-HR10-PGB30AA701 | 2000255494 | 212PGB30AA701 | 212PGB30AA701 | BLR.FW.PUMPS CCCW INLET VALVES | RMM | GMVLVE | B | X | 202028366 |  | 000002616757 |  | ERP-MM-DC1 | 2011-12-17 | 20
HR10 | 2210-4-HR10-PGB30AA702 | 2000255502 | 212PGB30AA702 | 212PGB30AA702 | BLR.FW.PUMPS CCCW OUTLET VALVES | RMM | GMVLVE | B | X | 202028366 |  | 000002616771 |  | ERP-MM-DC1 | 2011-12-17 | 20
HR10 | 2210-4-HR10-PGB30CF001 | 2000255510 | 212PGB30CF001 | 212PGB30FI01 | BLR.FW.PUMP1 CL.COOL.WATER FLOW INDICATR | RMI | GIIN-FL | B | X | 202028366 |  | 000002616775 |  | ERP-MM-DC1 | 2011-12-17 | 20
HR10 | 2210-4-HR10-PGB30CF002 | 2000255518 | 212PGB30CF002 | 212PGB30FI02 | BLR.FW.PUMP2 CL.COOL.WATER FLOW INDICATR | RMI | GIIN-FL | B | X | 202028366 |  | 000002616779 |  | ERP-MM-DC1 | 2011-12-17 | 20
HR10 | 2210-4-HR10-PGB30CT001 | 2000255526 | 212PGB30CT001 | 212PGB30TE/TI | BLR.FW.PUMPS CCCW O/L TEMP ELMNT/INDICTR | RMI | GIEL-TE | C | X | 202028366 |  | 000002616793 |  | ERP-MM-DC1 | 2011-12-17 | 20
HR10 | 2210-4-HR10-PGB31AA301 | 2000255534 | 212PGB31AA301 | 212PGB31PSV01 | LP CIRC.PUMP1 C.C.WATER O/L SAFETY VALVE | RMM | GMVL-RE | C | X | 202028366 |  | 000002616797 |  | ERP-MM-DC1 | 2011-12-17 | 20
HR10 | 2210-4-HR10-PGB31AA302 | 2000255542 | 212PGB31AA302 | 212PGB31PSV02 | LP CIRC.PUMP2 C.C.WATER O/L SAFETY VALVE | RMM | GMVL-RE | C | X | 202028366 |  | 000002616811 |  | ERP-MM-DC1 | 2011-12-17 | 20
HR10 | 2210-4-HR10-PGB31AA701 | 2000255550 | 212PGB31AA701 | 212PGB31AA701 | LP CIRC.PUMPS CCCW INLET VALVE | RMM | GMVLVE | B | X | 202028366 |  | 000002616815 |  | ERP-MM-DC1 | 2011-12-17 | 20
HR10 | 2210-4-HR10-PGB31AA702 | 2000255558 | 212PGB31AA702 | 212PGB31AA702 | LP CIRC.PUMPS CCCW OUTLET VALVE | RMM | GMVLVE | B | X | 202028366 |  | 000002616819 |  | ERP-MM-DC1 | 2011-12-17 | 20
HR10 | 2210-4-HR10-PGB31CF000 | 2000255566 | 212PGB31CF000 | 212PGB31FSL | LP CIRC.PUMPS CCCW O/L FLOW SWITCH | RMI | GISW-FLW | C | X | 202028366 |  | 000002616833 |  | ERP-MM-DC1 | 2011-12-17 | 20
HR10 | 2210-4-HR10-PGB31CF001 | 2000255574 | 212PGB31CF001 | 212PGB31FSL01 | LP CIRC.PUMP-1 CL.COOL.WATER FLOW SWITCH | RMI | GISW-FLW | C | X | 202028366 |  | 000002616837 |  | ERP-MM-DC1 | 2011-12-17 | 20
HR10 | 2210-4-HR10-PGB31CF002 | 2000255582 | 212PGB31CF002 | 212PGB31FSL02 | LP CIRC.PUMP-2 CL.COOL.WATER FLOW SWITCH | RMI | GISW-FLW | C | X | 202028366 |  | 000002616851 |  | ERP-MM-DC1 | 2011-12-17 | 20
HR10 | 2210-4-HR10-PGB31CT001 | 2000255590 | 212PGB31CT001 | 212PGB31TI/TW | LP CIRC.PUMPS CCCW O/L TEMP INDICATOR | RMI | GIIN-TE | C | X | 202028366 |  | 000002616855 |  | ERP-MM-DC1 | 2011-12-17 | 20
HR10 | 2210-4-HR10-PGB33AA300 | 2000255598 | 212PGB33AA300 | 212PGB33PSV | HP CIRC.PUMPS CCCW O/L SAFETY RLF.VALVE | RMM | GMVL-RE | C | X | 202028366 |  | 000002616859 |  | ERP-MM-DC1 | 2011-12-17 | 20
HR10 | 2210-4-HR10-PGB33AA301 | 2000255606 | 212PGB33AA301 | 212PGB33PSV01 | HP CIRC.PUMP1 C.C.WATER O/L SAFETY VALVE | RMM | GMVL-RE | C | X | 202028366 |  | 000002616873 |  | ERP-MM-DC1 | 2011-12-17 | 20
HR10 | 2210-4-HR10-PGB33AA302 | 2000255614 | 212PGB33AA302 | 212PGB33PSV02 | HP CIRC.PUMP2 C.C.WATER O/L SAFETY VALVE | RMM | GMVL-RE | C | X | 202028366 |  | 000002616877 |  | ERP-MM-DC1 | 2011-12-17 | 20
HR10 | 2210-4-HR10-PGB33AA701 | 2000255622 | 212PGB33AA701 | 212PGB33AA701 | HP CIRC.PUMPS CCCW INLET VALVE | RMM | GMVLVE | B | X | 202028366 |  | 000002616891 |  | ERP-MM-DC1 | 2011-12-17 | 20
HR10 | 2210-4-HR10-PGB33AA702 | 2000255630 | 212PGB33AA702 | 212PGB33AA702 | HP CIRC.PUMPS CCCW OUTLET VALVE | RMM | GMVLVE | B | X | 202028366 |  | 000002616895 |  | ERP-MM-DC1 | 2011-12-17 | 20
HR10 | 2210-4-HR10-PGB33CF001 | 2000255638 | 212PGB33CF001 | 212PGB33FSL01 | HP CIRC.PUMP-1 CL.COOL.WATER FLOW SWITCH | RMI | GISW-FLW | C | X | 202028366 |  | 000002616899 |  | ERP-MM-DC1 | 2011-12-17 | 20
HR10 | 2210-4-HR10-PGB33CF002 | 2000255646 | 212PGB33CF002 | 212PGB33FSL02 | HP CIRC.PUMP-2 CL.COOL.WATER FLOW SWITCH | RMI | GISW-FLW | C | X | 202028366 |  | 000002616913 |  | ERP-MM-DC1 | 2011-12-17 | 20
HR10 | 2210-4-HR10-PGB33CT000 | 2000255654 | 212PGB33CT000 | 212PGB33TI/TW | HP CIRC.PUMPS CCCW O/L TEMP INDICATOR | RMI | GIIN-TE | B | X | 202028366 |  | 000002616917 |  | ERP-MM-DC1 | 2011-12-17 | 20
HR10 | 2210-4-HR10-PGB36AA302 | 2000255662 | 212PGB36AA302 | 212PGB36PSV02 | ANALYSER SAELTER CCCW O/L SAFETY VALVE | RMM | GMVL-RE | C | X | 202028366 |  | 000002616931 |  | ERP-MM-DC1 | 2011-12-17 | 20
HR10 | 2210-4-HR10-PGB36CF001 | 2000255670 | 212PGB36CF001 | 212PGB36FG01 | ANALYSER SAELTER CCCW O/L FLOW INDICATOR | RMI | GIIN-FL | B | X | 202028366 |  | 000002616935 |  | ERP-MM-DC1 | 2011-12-17 | 20
HR10 | 2210-4-HR10-PGB36CT001 | 2000255678 | 212PGB36CT001 | 212PGB36TI/TW | ANALYSER SHELTR.CCCW O/L TEMP.INDICATOR | RMI | GIIN-TE | B | X | 202028366 |  | 000002616939 |  | ERP-MM-DC1 | 2011-12-17 | 20
HR10 | 2210-4-HR10-QUL00 | 2000255686 | 212QUL00 | 212QUL00 | LOCAL INSTRUMENTS - GROUPED | RMI | GIELMT | C | X | 202028366 |  | 000002616953 |  | ERP-MM-DC1 | 2011-12-17 | 20
HR10 | 2210-4-HR10-QUL00CQ | 2000255694 | 212QUL00CQ | 212QUL00CQ | ANALYSER - GROUPED | RMI | GIANLZ | C | X | 202028366 |  | 000002616957 |  | ERP-MM-DC1 | 2011-12-17 | 20
HR10 | 2210-4-HR10-QUL10AC001 | 2000255702 | 212QUL10AC001 | 212QUL10AC001 | BFW & STEAM SAMPLING ANALYZER CHILLER | RMM | GMEX-HE | C | X | 202028366 |  | 000002616971 |  | ERP-MM-DC1 | 2011-12-17 | 20
HR10 | 2210-4-HR10-QUL10BF001 | 2000255710 | 212QUL10BF001 | 212QUL10BF001 | CHILLER CHEMICAL ANALYZER | RMI | GIANLZ | C | X | 202028366 |  | 000002616975 |  | ERP-MM-DC1 | 2011-12-17 | 20
HR10 | 2210-4-HR10-QUL10BF001M | 2000255718 | 212QUL10BF001M | 212QUL10BF001 | ANALYZERS | RMI | GIANLZ | C | X | 202028366 |  | 000002616979 |  | ERP-MM-DC1 | 2011-12-17 | 20
HR10 | 2210-4-HR10-QUL35AA002 | 2000255726 | 212QUL35AA002 | 212QUL35TCV02 | SAMP.SYS.FEED WATR.THERMAL SHUT OF VALVE | RMM | GMVL-BA | B | X | 202028366 |  | 000002616993 |  | ERP-MM-DC1 | 2011-12-17 | 20
HR10 | 2210-4-HR10-QUL35AA003 | 2000255734 | 212QUL35AA003 | 212QUL35PCV03 | SAMP.SYS.FW SINK BYPASS CONTROL VALVE | RMM | GMVL-BA | B | X | 202028366 |  | 000002616997 |  | ERP-MM-DC1 | 2011-12-17 | 20
HR10 | 2210-4-HR10-QUL35AA304 | 2000255742 | 212QUL35AA304 | 212QUL35PSV04 | SAMP.SYS.FEEDWATER PR.RELIEF VALVE | RMM | GMVL-RE | B | X | 202028366 |  | 000002617011 |  | ERP-MM-DC1 | 2011-12-17 | 20
HR10 | 2210-4-HR10-QUL35AA701 | 2000255750 | 212QUL35AA701 | 212QUL35HCV01 | SAMP.SYS.FEEDWATER ISOLATION VALVE | RMM | GMVLVE | B | X | 202028366 |  | 000002617015 |  | ERP-MM-DC1 | 2011-12-17 | 20
HR10 | 2210-4-HR10-QUL35CF000 | 2000255758 | 212QUL35CF000 | 212QUL35FI | SAMP.SYS.FEED WATER FLOW INDICATORS | RMI | GIIN-FL | B | X | 202028366 |  | 000002617019 |  | ERP-MM-DC1 | 2011-12-17 | 20
HR10 | 2210-4-HR10-QUL35CP001 | 2000255766 | 212QUL35CP001 | 212QUL35PI01 | SAMPLING SYS.FEED WATER PRESS INDICATOR | RMI | GIIN-PR | B | X | 202028366 |  | 000002617033 |  | ERP-MM-DC1 | 2011-12-17 | 20
HR10 | 2210-4-HR10-QUL35CP002 | 2000255774 | 212QUL35CP002 | 212QUL35PSL02 | SAMPLING SYS.FEED WATER PRESSURE SWITCH | RMI | GISW-CN | C | X | 202028366 |  | 000002617037 |  | ERP-DLGN-EAA | 2013-03-05 | 20
HR10 | 2210-4-HR10-QUL35CQ001 | 2000255782 | 212QUL35CQ001 | 212QUL35AIT01 | CONDUCTIVITY ANALYSER | RMI | GIANLZ | B | X | 202028366 |  | 000002617051 |  | ERP-MM-DC1 | 2011-12-17 | 20
HR10 | 2210-4-HR10-QUL35CQ002 | 2000255790 | 212QUL35CQ002 | 212QUL35AIT02 | PH ANALYSER | RMI | GIANLZ | B | X | 202028366 |  | 000002617055 |  | ERP-MM-DC1 | 2011-12-17 | 20
HR10 | 2210-4-HR10-QUL35CQ003 | 2000255798 | 212QUL35CQ003 | 212QUL35AIT03 | DISSOLVED OXYGEN ANALYSER | RMI | GIANLZ | B | X | 202028366 |  | 000002617059 |  | ERP-MM-DC1 | 2011-12-17 | 20
HR10 | 2210-4-HR10-QUL35CQ004 | 2000255806 | 212QUL35CQ004 | 212QUL35AIT04 | FEED WATER HYDRAZINE ANALYSER | RMI | GIANLZ | B | X | 202028366 |  | 000002617073 |  | ERP-MM-DC1 | 2011-12-17 | 20
HR10 | 2210-4-HR10-QUL35CQ005 | 2000255814 | 212QUL35CQ005 | 212QUL35AIT05 | SILICA ANALYSER | RMI | GIANLZ | B | X | 202028366 |  | 000002617077 |  | ERP-MM-DC1 | 2011-12-17 | 20
HR10 | 2210-4-HR10-QUL35CT001 | 2000255822 | 212QUL35CT001 | 212QUL35TI01 | SAMPL.SYS.F.WATER TEMP.INDICATOR AFT.TCV | RMI | GIIN-TE | B | X | 202028366 |  | 000002617091 |  | ERP-MM-DC1 | 2011-12-17 | 20
HR10 | 2210-4-HR10-QUL35CT003 | 2000255830 | 212QUL35CT003 | 212QUL35TI03 | SAMPL.SYS.F.WATER TEMP.INDICATOR BEF.TCV | RMI | GIIN-TE | B | X | 202028366 |  | 000002617095 |  | ERP-MM-DC1 | 2011-12-17 | 20
HR10 | 2210-4-HR10-QUL40AA002 | 2000255838 | 212QUL40AA002 | 212QUL40TCV02 | SAM.SYS.HPDRUM WAT.THERMAL SHUT OF VALVE | RMM | GMVL-BA | B | X | 202028366 |  | 000002617099 |  | ERP-MM-DC1 | 2011-12-17 | 20
HR10 | 2210-4-HR10-QUL40AA003 | 2000255846 | 212QUL40AA003 | 212QUL40PCV03 | SAMP.SYS.HP DRUM WAT.SINK BYPAS.CONT.V/V | RMM | GMVL-BA | B | X | 202028366 |  | 000002617113 |  | ERP-MM-DC1 | 2011-12-17 | 20
HR10 | 2210-4-HR10-QUL40AA304 | 2000255854 | 212QUL40AA304 | 212QUL40PSV04 | SAMP. SYS.HP DRUM WAT.PR.RELIEF VALVE | RMM | GMVL-RE | C | X | 202028366 |  | 000002617117 |  | ERP-MM-DC1 | 2011-12-17 | 20
HR10 | 2210-4-HR10-QUL40AA701 | 2000255862 | 212QUL40AA701 | 212QUL40HCV01 | SAMP.SYS. HP DRUM WAT.ISOLATION VALVE | RMM | GMVLVE | B | X | 202028366 |  | 000002617131 |  | ERP-MM-DC1 | 2011-12-17 | 20
HR10 | 2210-4-HR10-QUL40CF000 | 2000255870 | 212QUL40CF000 | 212QUL40FI | SAMP.SYS.HP DRUM WATER FLOW INDICATOR | RMI | GIIN-FL | B | X | 202028366 |  | 000002617135 |  | ERP-MM-DC1 | 2011-12-17 | 20
HR10 | 2210-4-HR10-QUL40CP001 | 2000255878 | 212QUL40CP001 | 212QUL40PI01 | SAMPLG.SYS.HP DRUM WATER PRESS INDICATOR | RMI | GIIN-PR | B | X | 202028366 |  | 000002617139 |  | ERP-MM-DC1 | 2011-12-17 | 20
HR10 | 2210-4-HR10-QUL40CP002 | 2000255886 | 212QUL40CP002 | 212QUL40PSL02 | SAMPLING SYS.HPDRUM WAT.PRESSURE SWITCH | RMI | GISW-CN | C | X | 202028366 |  | 000002617153 |  | ERP-DLGN-EAA | 2013-03-05 | 20
HR10 | 2210-4-HR10-QUL40CQ001 | 2000255894 | 212QUL40CQ001 | 212QUL40AIT01 | HP DRUM CONDUCTIVITY ANALYSER | RMI | GIANLZ | B | X | 202028366 |  | 000002617157 |  | ERP-MM-DC1 | 2011-12-17 | 20
HR10 | 2210-4-HR10-QUL40CQ002 | 2000255902 | 212QUL40CQ002 | 212QUL40AIT02 | HP DRUM PH ANALYSER | RMI | GIANLZ | B | X | 202028366 |  | 000002617171 |  | ERP-MM-DC1 | 2011-12-17 | 20
HR10 | 2210-4-HR10-QUL40CQ003 | 2000255910 | 212QUL40CQ003 | 212QUL40AIT03 | HP DRUM SILICA ANALYSER | RMI | GIANLZ | B | X | 202028366 |  | 000002617175 |  | ERP-MM-DC1 | 2011-12-17 | 20
HR10 | 2210-4-HR10-QUL40CT001 | 2000255918 | 212QUL40CT001 | 212QUL40TI01 | SAM.SYS.HPDRUM WAT.TEMP INDICATR AFT.TCV | RMI | GIIN-TE | B | X | 202028366 |  | 000002617179 |  | ERP-MM-DC1 | 2011-12-17 | 20
HR10 | 2210-4-HR10-QUL40CT003 | 2000255926 | 212QUL40CT003 | 212QUL40TI03 | SAM.SYS.HPDRUM WAT.TEMP INDICATR BEF.TCV | RMI | GIIN-TE | B | X | 202028366 |  | 000002617193 |  | ERP-MM-DC1 | 2011-12-17 | 20
HR10 | 2210-4-HR10-QUL42AA002 | 2000255934 | 212QUL42AA002 | 212QUL42TCV02 | SAMP.SYS.SAT.STEAM THERMAL SHUT OF VALVE | RMM | GMVL-BA | B | X | 202028366 |  | 000002617197 |  | ERP-MM-DC1 | 2011-12-17 | 20
HR10 | 2210-4-HR10-QUL42AA003 | 2000255942 | 212QUL42AA003 | 212QUL42PCV03 | SAMP.SYS.HP DRUM SAT.STM.BYPAS.CONT.V/V | RMM | GMVL-BA | B | X | 202028366 |  | 000002617211 |  | ERP-MM-DC1 | 2011-12-17 | 20
HR10 | 2210-4-HR10-QUL42AA304 | 2000255950 | 212QUL42AA304 | 212QUL42PSV04 | SAMP.SYS.HP DRUM SAT.STM.PR.RELIEF VALVE | RMM | GMVL-RE | C | X | 202028366 |  | 000002617215 |  | ERP-MM-DC1 | 2011-12-17 | 20
HR10 | 2210-4-HR10-QUL42AA701 | 2000255958 | 212QUL42AA701 | 212QUL42HCV01 | SAMP.SYS.HP DRUM SAT.STM.ISOLATION VALVE | RMM | GMVLVE | B | X | 202028366 |  | 000002617219 |  | ERP-MM-DC1 | 2011-12-17 | 20
HR10 | 2210-4-HR10-QUL42CF000 | 2000255966 | 212QUL42CF000 | 212QUL42FI | SAMP.SYS.HP DRUM SAT.STEAM FLOW INDICATR | RMI | GIIN-FL | B | X | 202028366 |  | 000002617233 |  | ERP-MM-DC1 | 2011-12-17 | 20
HR10 | 2210-4-HR10-QUL42CP001 | 2000255974 | 212QUL42CP001 | 212QUL42PI01 | SAMPLG.SYS.SAT.STEAM PRESS.INDICATOR | RMI | GIIN-PR | B | X | 202028366 |  | 000002617237 |  | ERP-MM-DC1 | 2011-12-17 | 20
HR10 | 2210-4-HR10-QUL42CP002 | 2000255982 | 212QUL42CP002 | 212QUL42PSL02 | SAMPLING SYS.SAT.STEAM PRESSURE SWITCH | RMI | GISW-CN | C | X | 202028366 |  | 000002617251 |  | ERP-DLGN-EAA | 2013-03-05 | 20
HR10 | 2210-4-HR10-QUL42CQ001 | 2000255990 | 212QUL42CQ001 | 212QUL42AIT01 | CAT CONDUCTIVITY ANALYSER | RMI | GIANLZ | B | X | 202028366 |  | 000002617255 |  | ERP-MM-DC1 | 2011-12-17 | 20
HR10 | 2210-4-HR10-QUL42CT001 | 2000255998 | 212QUL42CT001 | 212QUL42TI01 | SAMP.SYS.SAT.STEAM TEMP.INDICATR AFT.TCV | RMI | GIIN-TE | B | X | 202028366 |  | 000002617259 |  | ERP-MM-DC1 | 2011-12-17 | 20
HR10 | 2210-4-HR10-QUL42CT003 | 2000256006 | 212QUL42CT003 | 212QUL42TI03 | SAMP.SYS.SAT.STEAM TEMP.INDICATR BEF.TCV | RMI | GIIN-TE | B | X | 202028366 |  | 000002617273 |  | ERP-MM-DC1 | 2011-12-17 | 20
HR10 | 2210-4-HR10-SMT01AE001 | 2000256014 | 212SMT01AE001 | 212SMT01AE001 | HOIST | RMM | GMHOST | C | X | 202028366 |  | 000002617277 |  | ERP-MM-DC1 | 2011-12-17 | 20
HR10 | 2210-4-HR10-SMT01AE001-M01 | 2000256022 | 212SMT01AE001-M01 | 212SMT01AE001M1 | HOIST MOTOR | RME | GEMOTR | C | X | 202028366 |  | 000002617291 |  | ERP-MM-DC1 | 2011-12-17 | 20
HR10 | 2210-4-HR10-UHA43GP | 2000256030 | 212UHA43GP | 212UHA43GP | CHIMNEY AIRCRAFT WARNING LIGHTS | RME | GEPA-LG | C | X | 202028366 |  | 000002617295 |  | ERP-MM-DC1 | 2011-12-17 | 20
HR10 | 2210-4-HR10-UMA10BF001 | 2000256038 | 212UMA10BF001 | 212UMD10BF001 | SEALING AIR FAN SKID STRUCTURE |  | GCBUILD | C | X | 202028366 |  | 000002617299 |  | ERP-MM-DC1 | 2011-12-17 | 20
HR11 | 2210-4-HR11-HAC00AC001 | 2000256046 | 213HAC00AC001 | 213HBA00BF001-3 | HP ECONOMIZER/MODULE (3) | RMM | GMECMZ | C | X | 202028366 |  | 000002617313 |  | ERP-MM-DC1 | 2011-12-17 | 20
HR11 | 2210-4-HR11-HAC50AA001 | 2000256054 | 213HAC50AA001 | 213HAC50AA001 | HP FEEDWATER C.V. INLT ISOL VALVE | RMM | GMVL-MO | B | X | 202028366 |  | 000002617317 |  | ERP-MM-DC1 | 2011-12-17 | 20
HR11 | 2210-4-HR11-HAC50AA001-M01 | 2000256062 | 213HAC50AA001-M01 | 213HAC50XV01 | MOTOR FOR HPFW CV I/L VALVE | RME | GEMOTR | B | X | 202028366 |  | 000002617331 |  | ERP-MM-DC1 | 2011-12-17 | 20
HR11 | 2210-4-HR11-HAC50AA002 | 2000256070 | 213HAC50AA002 | 213HAC50FV01 | HP FEEDWATER FLOW CONTROL VALVE | RMM | GMVL-BA | B | X | 202028366 |  | 000002617335 |  | ERP-MM-DC1 | 2011-12-17 | 20
HR11 | 2210-4-HR11-HAC50AA003 | 2000256078 | 213HAC50AA003 | 213HAC50AA003 | HP FEEDWATER C.V. OUTLET ISOL VALVE | RMM | GMVL-MO | B | X | 202028366 |  | 000002617339 |  | ERP-MM-DC1 | 2011-12-17 | 20
HR11 | 2210-4-HR11-HAC50AA003-M01 | 2000256086 | 213HAC50AA003-M01 | 213HAC50XV02 | MOTOR FOR HPFW CV O/L VALVE | RME | GEMOTR | B | X | 202028366 |  | 000002617353 |  | ERP-MM-DC1 | 2011-12-17 | 20
HR11 | 2210-4-HR11-HAC50AA004 | 2000256094 | 213HAC50AA004 | 213HAC50AA004 | HP FEEDWATER C.V. BYPASS VALVE | RMM | GMVL-MO | B | X | 202028366 |  | 000002617357 |  | ERP-MM-DC1 | 2011-12-17 | 20
HR11 | 2210-4-HR11-HAC50AA004-M01 | 2000256102 | 213HAC50AA004-M01 | 213HAC50XV03 | MOTOR FOR HPFW CV BYPASS VALVE | RME | GEMOTR | B | X | 202028366 |  | 000002617371 |  | ERP-MM-DC1 | 2011-12-17 | 20
HR11 | 2210-4-HR11-HAC50AA301 | 2000256110 | 213HAC50AA301 | 213HAC50AA301 | HP FEEDWATER PRESS.INDICATOR ISOL.VALVE | RMM | GMVLVE | B | X | 202028366 |  | 000002617375 |  | ERP-MM-DC1 | 2011-12-17 | 20
HR11 | 2210-4-HR11-HAC50AA302 | 2000256118 | 213HAC50AA302 | 213HAC50AA302 | HP FEEDWATER PRESS.INDICATOR ISOL.VALVE | RMM | GMVLVE | B | X | 202028366 |  | 000002617379 |  | ERP-MM-DC1 | 2011-12-17 | 20
HR11 | 2210-4-HR11-HAC50AA401 | 2000256126 | 213HAC50AA401 | 213HAC50AA401 | HP FEEDWATER DRAIN GLOBE VALVE/T-TYPE | RMM | GMVLVE | B | X | 202028366 |  | 000002617393 |  | ERP-MM-DC1 | 2011-12-17 | 20
HR11 | 2210-4-HR11-HAC50AA402 | 2000256134 | 213HAC50AA402 | 213HAC50AA402 | HP FEEDWATER DRAIN GLOBE VALVE/T-TYPE | RMM | GMVLVE | B | X | 202028366 |  | 000002617397 |  | ERP-MM-DC1 | 2011-12-17 | 20
HR11 | 2210-4-HR11-HAC50AA403 | 2000256142 | 213HAC50AA403 | 213HAC50AA403 | HP FEEDWATER DRAIN GLOBE VALVE/T-TYPE | RMM | GMVLVE | B | X | 202028366 |  | 000002617411 |  | ERP-MM-DC1 | 2011-12-17 | 20
HR11 | 2210-4-HR11-HAC50AA404 | 2000256150 | 213HAC50AA404 | 213HAC50AA404 | HP FEEDWATER DRAIN GLOBE VALVE/T-TYPE | RMM | GMVLVE | B | X | 202028366 |  | 000002617415 |  | ERP-MM-DC1 | 2011-12-17 | 20
HR11 | 2210-4-HR11-HAC50AA405 | 2000256158 | 213HAC50AA405 | 213HAC50AA405 | HP FEEDWATER DRAIN GLOBE VALVE/T-TYPE | RMM | GMVLVE | B | X | 202028366 |  | 000002617419 |  | ERP-MM-DC1 | 2011-12-17 | 20
HR11 | 2210-4-HR11-HAC50AA406 | 2000256166 | 213HAC50AA406 | 213HAC50AA406 | HP FEEDWATER DRAIN GLOBE VALVE/T-TYPE | RMM | GMVLVE | B | X | 202028366 |  | 000002617433 |  | ERP-MM-DC1 | 2011-12-17 | 20
HR11 | 2210-4-HR11-HAC50AA501 | 2000256174 | 213HAC50AA501 | 213HAC50AA501 | HP ECO VENT GLOBE VALVE/Y-TYPE | RMM | GMVLVE | B | X | 202028366 |  | 000002617437 |  | ERP-MM-DC1 | 2011-12-17 | 20
HR11 | 2210-4-HR11-HAC50AA502 | 2000256182 | 213HAC50AA502 | 213HAC50AA502 | HP ECO VENT GLOBE VALVE/Y-TYPE | RMM | GMVLVE | B | X | 202028366 |  | 000002617451 |  | ERP-MM-DC1 | 2011-12-17 | 20
HR11 | 2210-4-HR11-HAC50CF000 | 2000256190 | 213HAC50CF000 | 213HAC50FV01 | CONTROL VALVE | RMM | GMVL-BA | B | X | 202028366 |  | 000002617455 |  | ERP-MM-DC1 | 2011-12-17 | 20
HR11 | 2210-4-HR11-HAC50CP001 | 2000256198 | 213HAC50CP001 | 213HAC50PT01 | HP.FW.TO STM.DRUM PRESS.TRANSMITTER | RMI | GIXM-DP | C | X | 202028366 |  | 000002617459 |  | ERP-MM-DC1 | 2011-12-17 | 20
HR11 | 2210-4-HR11-HAC50CT001 | 2000256206 | 213HAC50CT001 | 213HAC50CT001 | HP FW TEMP.ELEMENT BEFORE FCV | RMI | GIEL-TE | C | X | 202028366 |  | 000002617473 |  | ERP-MM-DC1 | 2011-12-17 | 20
HR11 | 2210-4-HR11-HAD00 | 2000256214 | 213HAD00 | 213HAD00 | LOCAL INDICATORS | RMI | GIINDC | C | X | 202028366 |  | 000002617477 |  | ERP-MM-DC1 | 2011-12-17 | 20
HR11 | 2210-4-HR11-HAD00AC001 | 2000256222 | 213HAD00AC001 | 213HBA00BF001-2 | HP EVAPORATOR/MODULE (2) | RMM | GMEVPR | C | X | 202028366 |  | 000002617491 |  | ERP-MM-DC1 | 2011-12-17 | 20
HR11 | 2210-4-HR11-HAD00AC002 | 2000256230 | 213HAD00AC002 | 213HBA00BF001-4 | LP EVAPORATOR MODULE (4) | RMM | GMEVPR | C | X | 202028366 |  | 000002617495 |  | ERP-MM-DC1 | 2011-12-17 | 20
HR11 | 2210-4-HR11-HAD00CT000 | 2000256238 | 213HAD00CT000 | 213HAD00CT000 | TEMP ELEMENTS | RMI | GIEL-TE | C | X | 202028366 |  | 000002617499 |  | ERP-MM-DC1 | 2011-12-17 | 20
HR11 | 2210-4-HR11-HAD10AA | 2000256246 | 213HAD10AA | 213HAD10AA | HRSG-1 LP DRUM VALVES GROUP-1 | RMM | GMVLVE | C | X | 202028366 |  | 000002617513 |  | ERP-MM-DC1 | 2011-12-17 | 20
HR11 | 2210-4-HR11-HAD10AA191 | 2000256254 | 213HAD10AA191 | 213HAD10PSV01 | LP ST DRUM SAFETY RELIEF VALVE-A | RMM | GMVL-RE | C | X | 202028366 |  | 000002617517 |  | ERP-MM-DC1 | 2011-12-17 | 20
HR11 | 2210-4-HR11-HAD10AA192 | 2000256262 | 213HAD10AA192 | 213HAD10PSV02 | LP ST DRUM SAFETY RELIEF VALVE-B | RMM | GMVL-RE | C | X | 202028366 |  | 000002617531 |  | ERP-MM-DC1 | 2011-12-17 | 20
HR11 | 2210-4-HR11-HAD10AA193 | 2000256270 | 213HAD10AA193 | 213HAD10AA193 | LP ST DRUM VACUUM VALVE | RMM | GMVL-RE | C | X | 202028366 |  | 000002617535 |  | ERP-MM-DC1 | 2011-12-17 | 20
HR11 | 2210-4-HR11-HAD10AA301 | 2000256278 | 213HAD10AA301 | 213HAD10AA301 | LP ST DRUM LEVEL INDICATOR ISOL. VALVE | RMM | GMVLVE | B | X | 202028366 |  | 000002617539 |  | ERP-MM-DC1 | 2011-12-17 | 20
HR11 | 2210-4-HR11-HAD10AA302 | 2000256286 | 213HAD10AA302 | 213HAD10AA302 | LP ST DRUM LEVEL INDICATOR ISOL. VALVE | RMM | GMVLVE | B | X | 202028366 |  | 000002617553 |  | ERP-MM-DC1 | 2011-12-17 | 20
HR11 | 2210-4-HR11-HAD10AA303 | 2000256294 | 213HAD10AA303 | 213HAD10AA303 | LP ST DRUM LEVEL INDICATOR ISOL. VALVE | RMM | GMVLVE | B | X | 202028366 |  | 000002617557 |  | ERP-MM-DC1 | 2011-12-17 | 20
HR11 | 2210-4-HR11-HAD10AA304 | 2000256302 | 213HAD10AA304 | 213HAD10AA304 | LP ST DRUM LEVEL INDICATOR ISOL. VALVE | RMM | GMVLVE | B | X | 202028366 |  | 000002617571 |  | ERP-MM-DC1 | 2011-12-17 | 20
HR11 | 2210-4-HR11-HAD10AA305 | 2000256310 | 213HAD10AA305 | 213HAD10AA305 | LP ST DRUM LEVEL INDICATOR ISOL. VALVE | RMM | GMVLVE | B | X | 202028366 |  | 000002617575 |  | ERP-MM-DC1 | 2011-12-17 | 20
HR11 | 2210-4-HR11-HAD10AA306 | 2000256318 | 213HAD10AA306 | 213HAD10AA306 | LP ST DRUM LEVEL INDICATOR ISOL. VALVE | RMM | GMVLVE | B | X | 202028366 |  | 000002617579 |  | ERP-MM-DC1 | 2011-12-17 | 20
HR11 | 2210-4-HR11-HAD10AA307 | 2000256326 | 213HAD10AA307 | 213HAD10AA307 | LP ST DRUM LEVEL INDICATOR ISOL. VALVE | RMM | GMVLVE | B | X | 202028366 |  | 000002617593 |  | ERP-MM-DC1 | 2011-12-17 | 20
HR11 | 2210-4-HR11-HAD10AA308 | 2000256334 | 213HAD10AA308 | 213HAD10AA308 | LP ST DRUM LEVEL INDICATOR ISOL. VALVE | RMM | GMVLVE | B | X | 202028366 |  | 000002617597 |  | ERP-MM-DC1 | 2011-12-17 | 20
HR11 | 2210-4-HR11-HAD10AA309 | 2000256342 | 213HAD10AA309 | 213HAD10AA309 | LP ST DRUM LEVEL TRANSMITTER ISOL. VALVE | RMM | GMVLVE | C | X | 202028366 |  | 000002617611 |  | ERP-MM-DC1 | 2011-12-17 | 20
HR11 | 2210-4-HR11-HAD10AA310 | 2000256350 | 213HAD10AA310 | 213HAD10AA310 | LP ST DRUM LEVEL TRANSMITTER ISOL. VALVE | RMM | GMVLVE | C | X | 202028366 |  | 000002617615 |  | ERP-MM-DC1 | 2011-12-17 | 20
HR11 | 2210-4-HR11-HAD10AA311 | 2000256358 | 213HAD10AA311 | 213HAD10AA311 | LP ST DRUM LEVEL TRANSMITTER ISOL. VALVE | RMM | GMVLVE | C | X | 202028366 |  | 000002617619 |  | ERP-MM-DC1 | 2011-12-17 | 20
HR11 | 2210-4-HR11-HAD10AA312 | 2000256366 | 213HAD10AA312 | 213HAD10AA312 | LP ST DRUM LEVEL TRANSMITTER ISOL. VALVE | RMM | GMVLVE | C | X | 202028366 |  | 000002617633 |  | ERP-MM-DC1 | 2011-12-17 | 20
HR11 | 2210-4-HR11-HAD10AA313 | 2000256374 | 213HAD10AA313 | 213HAD10AA313 | LP ST DRUM LEVEL TRANSMITTER ISOL. VALVE | RMM | GMVLVE | C | X | 202028366 |  | 000002617637 |  | ERP-MM-DC1 | 2011-12-17 | 20
HR11 | 2210-4-HR11-HAD10AA314 | 2000256382 | 213HAD10AA314 | 213HAD10AA314 | LP ST DRUM LEVEL TRANSMITTER ISOL. VALVE | RMM | GMVLVE | C | X | 202028366 |  | 000002617651 |  | ERP-MM-DC1 | 2011-12-17 | 20
HR11 | 2210-4-HR11-HAD10AA315 | 2000256390 | 213HAD10AA315 | 213HAD10AA315 | LP ST DRUM LEVEL TRANSMITTER ISOL. VALVE | RMM | GMVLVE | C | X | 202028366 |  | 000002617655 |  | ERP-MM-DC1 | 2011-12-17 | 20
HR11 | 2210-4-HR11-HAD10AA316 | 2000256398 | 213HAD10AA316 | 213HAD10AA316 | LP ST DRUM LEVEL TRANSMITTER ISOL. VALVE | RMM | GMVLVE | C | X | 202028366 |  | 000002617659 |  | ERP-MM-DC1 | 2011-12-17 | 20
HR11 | 2210-4-HR11-HAD10AA317 | 2000256406 | 213HAD10AA317 | 213HAD10AA317 | LP ST DRUM LEVEL TRANSMITTER ISOL. VALVE | RMM | GMVLVE | C | X | 202028366 |  | 000002617673 |  | ERP-MM-DC1 | 2011-12-17 | 20
HR11 | 2210-4-HR11-HAD10AA318 | 2000256414 | 213HAD10AA318 | 213HAD10AA318 | LP ST DRUM LEVEL TRANSMITTER ISOL. VALVE | RMM | GMVLVE | C | X | 202028366 |  | 000002617677 |  | ERP-MM-DC1 | 2011-12-17 | 20
HR11 | 2210-4-HR11-HAD10AA319 | 2000256422 | 213HAD10AA319 | 213HAD10AA319 | LP ST DRUM LEVEL TRANSMITTER ISOL. VALVE | RMM | GMVLVE | C | X | 202028366 |  | 000002617691 |  | ERP-MM-DC1 | 2011-12-17 | 20
HR11 | 2210-4-HR11-HAD10AA320 | 2000256430 | 213HAD10AA320 | 213HAD10AA320 | LP ST DRUM LEVEL TRANSMITTER ISOL. VALVE | RMM | GMVLVE | C | X | 202028366 |  | 000002617695 |  | ERP-MM-DC1 | 2011-12-17 | 20
HR11 | 2210-4-HR11-HAD10AA321 | 2000256438 | 213HAD10AA321 | 213HAD10AA321 | LP ST DRUM LEVEL TRANSMITTER ISOL. VALVE | RMM | GMVLVE | C | X | 202028366 |  | 000002617699 |  | ERP-MM-DC1 | 2011-12-17 | 20
HR11 | 2210-4-HR11-HAD10AA322 | 2000256446 | 213HAD10AA322 | 213HAD10AA322 | LP ST DRUM LEVEL TRANSMITTER ISOL. VALVE | RMM | GMVLVE | C | X | 202028366 |  | 000002617713 |  | ERP-MM-DC1 | 2011-12-17 | 20
HR11 | 2210-4-HR11-HAD10AA323 | 2000256454 | 213HAD10AA323 | 213HAD10AA323 | LP ST DRUM LEVEL TRANSMITTER ISOL. VALVE | RMM | GMVLVE | C | X | 202028366 |  | 000002617717 |  | ERP-MM-DC1 | 2011-12-17 | 20
HR11 | 2210-4-HR11-HAD10AA324 | 2000256462 | 213HAD10AA324 | 213HAD10AA324 | LP ST DRUM LEVEL TRANSMITTER ISOL. VALVE | RMM | GMVLVE | C | X | 202028366 |  | 000002617731 |  | ERP-MM-DC1 | 2011-12-17 | 20
HR11 | 2210-4-HR11-HAD10AA325 | 2000256470 | 213HAD10AA325 | 213HAD10AA325 | LP ST DRUM PRESS. INDICATOR ISOL. VALVE | RMM | GMVLVE | B | X | 202028366 |  | 000002617735 |  | ERP-MM-DC1 | 2011-12-17 | 20
HR11 | 2210-4-HR11-HAD10AA326 | 2000256478 | 213HAD10AA326 | 213HAD10AA326 | LP ST DRUM PRESS. INDICATOR ISOL. VALVE | RMM | GMVLVE | B | X | 202028366 |  | 000002617739 |  | ERP-MM-DC1 | 2011-12-17 | 20
HR11 | 2210-4-HR11-HAD10AA327 | 2000256486 | 213HAD10AA327 | 213HAD10AA327 | LP ST DRUM PRESS. INDICATOR ISOL. VALVE | RMM | GMVLVE | B | X | 202028366 |  | 000002617753 |  | ERP-MM-DC1 | 2011-12-17 | 20
HR11 | 2210-4-HR11-HAD10AA328 | 2000256494 | 213HAD10AA328 | 213HAD10AA328 | LP ST DRUM PRESS. INDICATOR ISOL. VALVE | RMM | GMVLVE | B | X | 202028366 |  | 000002617757 |  | ERP-MM-DC1 | 2011-12-17 | 20
HR11 | 2210-4-HR11-HAD10AA329 | 2000256502 | 213HAD10AA329 | 213HAD10AA329 | LP ST DRUM PRESS. INDICATOR ISOL. VALVE | RMM | GMVLVE | B | X | 202028366 |  | 000002617771 |  | ERP-MM-DC1 | 2011-12-17 | 20
HR11 | 2210-4-HR11-HAD10AA330 | 2000256510 | 213HAD10AA330 | 213HAD10AA330 | LP ST DRUM PRESS. INDICATOR ISOL. VALVE | RMM | GMVLVE | B | X | 202028366 |  | 000002617775 |  | ERP-MM-DC1 | 2011-12-17 | 20
HR11 | 2210-4-HR11-HAD10AA331 | 2000256518 | 213HAD10AA331 | 213HAD10AA331 | LP ST DRUM PRESS. INDICATOR ISOL. VALVE | RMM | GMVLVE | B | X | 202028366 |  | 000002617779 |  | ERP-MM-DC1 | 2011-12-17 | 20
HR11 | 2210-4-HR11-HAD10AA332 | 2000256526 | 213HAD10AA332 | 213HAD10AA332 | LP ST DRUM PRESS. INDICATOR ISOL. VALVE | RMM | GMVLVE | B | X | 202028366 |  | 000002617793 |  | ERP-MM-DC1 | 2011-12-17 | 20
HR11 | 2210-4-HR11-HAD10AA401 | 2000256534 | 213HAD10AA401 | 213HAD10AA401 | LP ST DRUM INTERM.BLOWDOWN ISOL.VALVE | RMM | GMVL-MO | C | X | 202028366 |  | 000002617797 |  | ERP-MM-DC1 | 2011-12-17 | 20
HR11 | 2210-4-HR11-HAD10AA402 | 2000256542 | 213HAD10AA402 | 213HAD10AA402 | LP ST DRUM INTERM.BLOWDOWN ISOL.VALVE | RMM | GMVLVE | B | X | 202028366 |  | 000002617811 |  | ERP-MM-DC1 | 2011-12-17 | 20
HR11 | 2210-4-HR11-HAD10AA403 | 2000256550 | 213HAD10AA403 | 213HAD10AA403 | LP ST DRUM LEV.INDICATOR DRAIN VALVE | RMM | GMVLVE | B | X | 202028366 |  | 000002617815 |  | ERP-MM-DC1 | 2011-12-17 | 20
HR11 | 2210-4-HR11-HAD10AA404 | 2000256558 | 213HAD10AA404 | 213HAD10AA404 | LP ST DRUM LEV.INDICATOR DRAIN VALVE | RMM | GMVLVE | B | X | 202028366 |  | 000002617819 |  | ERP-MM-DC1 | 2011-12-17 | 20
HR11 | 2210-4-HR11-HAD10AA405 | 2000256566 | 213HAD10AA405 | 213HAD10AA405 | LP ST DRUM LEV.INDICATOR DRAIN VALVE | RMM | GMVLVE | B | X | 202028366 |  | 000002617833 |  | ERP-MM-DC1 | 2011-12-17 | 20
HR11 | 2210-4-HR11-HAD10AA406 | 2000256574 | 213HAD10AA406 | 213HAD10AA406 | LP ST DRUM LEV.INDICATOR DRAIN VALVE | RMM | GMVLVE | B | X | 202028366 |  | 000002617837 |  | ERP-MM-DC1 | 2011-12-17 | 20
HR11 | 2210-4-HR11-HAD10AA407 | 2000256582 | 213HAD10AA407 | 213HAD10AA407 | LP ST DRUM LEV.INDICATOR DRAIN VALVE | RMM | GMVLVE | B | X | 202028366 |  | 000002617851 |  | ERP-MM-DC1 | 2011-12-17 | 20
HR11 | 2210-4-HR11-HAD10AA408 | 2000256590 | 213HAD10AA408 | 213HAD10AA408 | LP ST DRUM LEV.INDICATOR DRAIN VALVE | RMM | GMVLVE | B | X | 202028366 |  | 000002617855 |  | ERP-MM-DC1 | 2011-12-17 | 20
HR11 | 2210-4-HR11-HAD10AA501 | 2000256598 | 213HAD10AA501 | 213HAD10AA501 | LP DRUM RISER (BC002) VENT VALVE | RMM | GMVLVE | B | X | 202028366 |  | 000002617859 |  | ERP-MM-DC1 | 2011-12-17 | 20
HR11 | 2210-4-HR11-HAD10AA502 | 2000256606 | 213HAD10AA502 | 213HAD10AA502 | LP DRUM RISER (BC002) VENT VALVE/T-TYPE | RMM | GMVLVE | B | X | 202028366 |  | 000002617873 |  | ERP-MM-DC1 | 2011-12-17 | 20
HR11 | 2210-4-HR11-HAD10AA503 | 2000256614 | 213HAD10AA503 | 213HAD10AA503 | LP RISER VENT VALVE | RMM | GMVLVE | B | X | 202028366 |  | 000002617877 |  | ERP-MM-DC1 | 2011-12-17 | 20
HR11 | 2210-4-HR11-HAD10AA504 | 2000256622 | 213HAD10AA504 | 213HAD10AA504 | LP RISER VENT VALVE/T-TYPE | RMM | GMVLVE | B | X | 202028366 |  | 000002617891 |  | ERP-MM-DC1 | 2011-12-17 | 20
HR11 | 2210-4-HR11-HAD10AA505 | 2000256630 | 213HAD10AA505 | 213HAD10AA505 | LP ST DRUM LEV.INDICATOR VENT VALVE | RMM | GMVLVE | B | X | 202028366 |  | 000002617895 |  | ERP-MM-DC1 | 2011-12-17 | 20
HR11 | 2210-4-HR11-HAD10AA506 | 2000256638 | 213HAD10AA506 | 213HAD10AA506 | LP ST DRUM LEV.INDICATOR VENT VALVE | RMM | GMVLVE | B | X | 202028366 |  | 000002617899 |  | ERP-MM-DC1 | 2011-12-17 | 20
HR11 | 2210-4-HR11-HAD10AA507 | 2000256646 | 213HAD10AA507 | 213HAD10AA507 | LP ST DRUM LEV.INDICATOR VENT VALVE | RMM | GMVLVE | B | X | 202028366 |  | 000002617913 |  | ERP-MM-DC1 | 2011-12-17 | 20
HR11 | 2210-4-HR11-HAD10AA508 | 2000256654 | 213HAD10AA508 | 213HAD10AA508 | LP ST DRUM LEV.INDICATOR VENT VALVE | RMM | GMVLVE | B | X | 202028366 |  | 000002617917 |  | ERP-MM-DC1 | 2011-12-17 | 20
HR11 | 2210-4-HR11-HAD10AA509 | 2000256662 | 213HAD10AA509 | 213HAD10AA509 | LP ST DRUM LEV.TRNSMTR.VENT VALVE | RMM | GMVLVE | C | X | 202028366 |  | 000002617931 |  | ERP-MM-DC1 | 2011-12-17 | 20
HR11 | 2210-4-HR11-HAD10AA510 | 2000256670 | 213HAD10AA510 | 213HAD10AA510 | LP ST DRUM LEV.TRNSMTR.VENT VALVE | RMM | GMVLVE | C | X | 202028366 |  | 000002617935 |  | ERP-MM-DC1 | 2011-12-17 | 20
HR11 | 2210-4-HR11-HAD10AA511 | 2000256678 | 213HAD10AA511 | 213HAD10AA511 | LP ST DRUM LEV.TRNSMTR.VENT VALVE | RMM | GMVLVE | C | X | 202028366 |  | 000002617939 |  | ERP-MM-DC1 | 2011-12-17 | 20
HR11 | 2210-4-HR11-HAD10AA512 | 2000256686 | 213HAD10AA512 | 213HAD10AA512 | LP ST DRUM LEV.TRNSMTR.VENT VALVE | RMM | GMVLVE | C | X | 202028366 |  | 000002617953 |  | ERP-MM-DC1 | 2011-12-17 | 20
HR11 | 2210-4-HR11-HAD10AA513 | 2000256694 | 213HAD10AA513 | 213HAD10AA513 | LP ST DRUM LEV.TRNSMTR.VENT VALVE | RMM | GMVLVE | C | X | 202028366 |  | 000002617957 |  | ERP-MM-DC1 | 2011-12-17 | 20
HR11 | 2210-4-HR11-HAD10AA514 | 2000256702 | 213HAD10AA514 | 213HAD10AA514 | LP ST DRUM LEV.TRNSMTR.VENT VALVE | RMM | GMVLVE | C | X | 202028366 |  | 000002617971 |  | ERP-MM-DC1 | 2011-12-17 | 20
HR11 | 2210-4-HR11-HAD10AA515 | 2000256710 | 213HAD10AA515 | 213HAD10AA515 | LP ST DRUM LEV.TRNSMTR.VENT VALVE | RMM | GMVLVE | C | X | 202028366 |  | 000002617975 |  | ERP-MM-DC1 | 2011-12-17 | 20
HR11 | 2210-4-HR11-HAD10AA516 | 2000256718 | 213HAD10AA516 | 213HAD10AA516 | LP ST DRUM LEV.TRNSMTR.VENT VALVE | RMM | GMVLVE | C | X | 202028366 |  | 000002617979 |  | ERP-MM-DC1 | 2011-12-17 | 20
HR11 | 2210-4-HR11-HAD10BB001 | 2000256726 | 213HAD10BB001 | 213HAD10BB001 | LP STEAM DRUM | RMM | GMDRUM | C | X | 202028366 |  | 000002617993 |  | ERP-MM-DC1 | 2011-12-17 | 20
HR11 | 2210-4-HR11-HAD10BS001 | 2000256734 | 213HAD10BS001 | 213HAD10BS001 | PSV SILENCER, LP/DA SATURATED STEAM | RMM | GMSLNR | C | X | 202028366 |  | 000002617997 |  | ERP-MM-DC1 | 2011-12-17 | 20
HR11 | 2210-4-HR11-HAD10BS002 | 2000256742 | 213HAD10BS002 | 213HAD10BS002 | PSV SILENCER, LP/DA SATURATED STEAM | RMM | GMSLNR | C | X | 202028366 |  | 000002618011 |  | ERP-MM-DC1 | 2011-12-17 | 20
HR11 | 2210-4-HR11-HAD10CL001 | 2000256750 | 213HAD10CL001 | 213HAD10LT3A | LP STEAM DRUM LEVEL TRANSMITTER | RMI | GIXM-LC | C | X | 202028366 |  | 000002618015 |  | ERP-MM-DC1 | 2011-12-17 | 20
HR11 | 2210-4-HR11-HAD10CL002 | 2000256758 | 213HAD10CL002 | 213HAD10LT3B | LP STEAM DRUM LEVEL TRANSMITTER | RMI | GIXM-LC | C | X | 202028366 |  | 000002618019 |  | ERP-MM-DC1 | 2011-12-17 | 20
HR11 | 2210-4-HR11-HAD10CL003 | 2000256766 | 213HAD10CL003 | 213HAD10LT3C | LP STEAM DRUM LEVEL TRANSMITTER | RMI | GIXM-LC | C | X | 202028366 |  | 000002618033 |  | ERP-MM-DC1 | 2011-12-17 | 20
HR11 | 2210-4-HR11-HAD10CL501 | 2000256774 | 213HAD10CL501 | 213HAD10CL501 | LP DRUM LEVEL GAUGE | RMI | GIIN-LV | B | X | 202028366 |  | 000002618037 |  | ERP-MM-DC1 | 2011-12-17 | 20
HR11 | 2210-4-HR11-HAD10CL502 | 2000256783 | 213HAD10CL502 | 213HAD10CL502 | LP DRUM LEVEL GAUGE | RMI | GIIN-LV | B | X | 202028366 |  | 000002618051 |  | ERP-MM-DC1 | 2011-12-17 | 20
HR11 | 2210-4-HR11-HAD10CL503 | 2000256791 | 213HAD10CL503 | 213HAD10CL503 | LP DRUM HYDRASTER LEVEL GAUGE | RMI | GIIN-LV | B | X | 202028366 |  | 000002618055 |  | ERP-MM-DC1 | 2011-12-17 | 20
HR11 | 2210-4-HR11-HAD10CP001 | 2000256799 | 213HAD10CP001 | 213HAD10PT3A | LP STEAM DRUM PRESSURE TRANSMITTER | RMI | GIXM-DP | C | X | 202028366 |  | 000002618059 |  | ERP-MM-DC1 | 2011-12-17 | 20
HR11 | 2210-4-HR11-HAD10CP002 | 2000256807 | 213HAD10CP002 | 213HAD10PT3B | LP STEAM DRUM PRESSURE TRANSMITTER | RMI | GIXM-DP | C | X | 202028366 |  | 000002618073 |  | ERP-MM-DC1 | 2011-12-17 | 20
HR11 | 2210-4-HR11-HAD10CP003 | 2000256815 | 213HAD10CP003 | 213HAD10PI3C | LP STEAM DRUM PRESSURE TRANSMITTER | RMI | GIXM-DP | C | X | 202028366 |  | 000002618077 |  | ERP-MM-DC1 | 2011-12-17 | 20
HR11 | 2210-4-HR11-HAD10CP501 | 2000256823 | 213HAD10CP501 | 213HAD10CP501 | LP STEAM DRUM PRESSURE INDICATOR | RMI | GIIN-PR | C | X | 202028366 |  | 000002618091 |  | ERP-MM-DC1 | 2011-12-17 | 20
HR11 | 2210-4-HR11-HAD10CT001 | 2000256831 | 213HAD10CT001 | 213HAD10TE01 | LP STEAM DRUM TEMPERATURE ELEMENT | RMI | GIEL-TE | C | X | 202028366 |  | 000002618095 |  | ERP-MM-DC1 | 2011-12-17 | 20
HR11 | 2210-4-HR11-HAD10CT401 | 2000256839 | 213HAD10CT401 | 213HAD10CT401 | LP ST.DRUM RISER TEMP.TEST POCKET | RMI | GITHRW | C | X | 202028366 |  | 000002618099 |  | ERP-MM-DC1 | 2011-12-17 | 20
HR11 | 2210-4-HR11-HAD10GH001 | 2000256847 | 213HAD10GH001 | 213HAD10LT04 | LP/DA HYDRASTEP COTNROL UNIT | RMI | GICTLR | C | X | 202028366 |  | 000002618113 |  | ERP-MM-DC1 | 2011-12-17 | 20
HR11 | 2210-4-HR11-HAD50AA191 | 2000256855 | 213HAD50AA191 | 213HAD50AA191 | HP ST.DRUM SAFETY VALVE | RMM | GMVL-RE | C | X | 202028366 |  | 000002618117 |  | ERP-MM-DC1 | 2011-12-17 | 20
HR11 | 2210-4-HR11-HAD50AA192 | 2000256863 | 213HAD50AA192 | 213HAD50AA192 | HP ST.DRUM SA-V SAFETY VALVE | RMM | GMVL-RE | C | X | 202028366 |  | 000002618131 |  | ERP-MM-DC1 | 2011-12-17 | 20
HR11 | 2210-4-HR11-HAD50AA301 | 2000256871 | 213HAD50AA301 | 213HAD50AA301 | HP ST.DRUM LEV.INDICATOR ISOL.VALVE | RMM | GMVLVE | B | X | 202028366 |  | 000002618135 |  | ERP-MM-DC1 | 2011-12-17 | 20
HR11 | 2210-4-HR11-HAD50AA302 | 2000256879 | 213HAD50AA302 | 213HAD50AA302 | HP ST.DRUM LEV.INDICATOR ISOL.VALVE | RMM | GMVLVE | B | X | 202028366 |  | 000002618139 |  | ERP-MM-DC1 | 2011-12-17 | 20
HR11 | 2210-4-HR11-HAD50AA303 | 2000256887 | 213HAD50AA303 | 213HAD50AA303 | HP ST.DRUM LEV.INDICATOR ISOL.VALVE | RMM | GMVLVE | B | X | 202028366 |  | 000002618153 |  | ERP-MM-DC1 | 2011-12-17 | 20
HR11 | 2210-4-HR11-HAD50AA304 | 2000256895 | 213HAD50AA304 | 213HAD50AA304 | HP ST.DRUM LEV.INDICATOR ISOL.VALVE | RMM | GMVLVE | B | X | 202028366 |  | 000002618157 |  | ERP-MM-DC1 | 2011-12-17 | 20
HR11 | 2210-4-HR11-HAD50AA305 | 2000256903 | 213HAD50AA305 | 213HAD50AA305 | HP ST.DRUM LEV.INDICATOR ISOL.VALVE | RMM | GMVLVE | B | X | 202028366 |  | 000002618171 |  | ERP-MM-DC1 | 2011-12-17 | 20
HR11 | 2210-4-HR11-HAD50AA306 | 2000256911 | 213HAD50AA306 | 213HAD50AA306 | HP ST.DRUM LEV.INDICATOR ISOL.VALVE | RMM | GMVLVE | B | X | 202028366 |  | 000002618175 |  | ERP-MM-DC1 | 2011-12-17 | 20
HR11 | 2210-4-HR11-HAD50AA307 | 2000256919 | 213HAD50AA307 | 213HAD50AA307 | HP ST.DRUM LEV.INDICATOR ISOL.VALVE | RMM | GMVLVE | B | X | 202028366 |  | 000002618179 |  | ERP-MM-DC1 | 2011-12-17 | 20
HR11 | 2210-4-HR11-HAD50AA308 | 2000256927 | 213HAD50AA308 | 213HAD50AA308 | HP ST.DRUM LEV.INDICATOR ISOL.VALVE | RMM | GMVLVE | B | X | 202028366 |  | 000002618193 |  | ERP-MM-DC1 | 2011-12-17 | 20
HR11 | 2210-4-HR11-HAD50AA309 | 2000256935 | 213HAD50AA309 | 213HAD50AA309 | HP ST.DRUM LEVEL TRANSMITTER ISOL.VALVE | RMM | GMVLVE | C | X | 202028366 |  | 000002618197 |  | ERP-MM-DC1 | 2011-12-17 | 20
HR11 | 2210-4-HR11-HAD50AA310 | 2000256943 | 213HAD50AA310 | 213HAD50AA310 | HP ST.DRUM LEVEL TRANSMITTER ISOL.VALVE | RMM | GMVLVE | C | X | 202028366 |  | 000002618211 |  | ERP-MM-DC1 | 2011-12-17 | 20
HR11 | 2210-4-HR11-HAD50AA311 | 2000256951 | 213HAD50AA311 | 213HAD50AA311 | HP ST.DRUM LEVEL TRANSMITTER ISOL.VALVE | RMM | GMVLVE | C | X | 202028366 |  | 000002618215 |  | ERP-MM-DC1 | 2011-12-17 | 20
HR11 | 2210-4-HR11-HAD50AA312 | 2000256959 | 213HAD50AA312 | 213HAD50AA312 | HP ST.DRUM LEVEL TRANSMITTER ISOL.VALVE | RMM | GMVLVE | C | X | 202028366 |  | 000002618219 |  | ERP-MM-DC1 | 2011-12-17 | 20
HR11 | 2210-4-HR11-HAD50AA313 | 2000256967 | 213HAD50AA313 | 213HAD50AA313 | HP ST.DRUM LEVEL TRANSMITTER ISOL.VALVE | RMM | GMVLVE | C | X | 202028366 |  | 000002618233 |  | ERP-MM-DC1 | 2011-12-17 | 20
HR11 | 2210-4-HR11-HAD50AA314 | 2000256975 | 213HAD50AA314 | 213HAD50AA314 | HP ST.DRUM LEVEL TRANSMITTER ISOL.VALVE | RMM | GMVLVE | C | X | 202028366 |  | 000002618237 |  | ERP-MM-DC1 | 2011-12-17 | 20
HR11 | 2210-4-HR11-HAD50AA315 | 2000256983 | 213HAD50AA315 | 213HAD50AA315 | HP ST.DRUM LEVEL TRANSMITTER ISOL.VALVE | RMM | GMVLVE | C | X | 202028366 |  | 000002618251 |  | ERP-MM-DC1 | 2011-12-17 | 20
HR11 | 2210-4-HR11-HAD50AA316 | 2000256991 | 213HAD50AA316 | 213HAD50AA316 | HP ST.DRUM LEVEL TRANSMITTER ISOL.VALVE | RMM | GMVLVE | C | X | 202028366 |  | 000002618255 |  | ERP-MM-DC1 | 2011-12-17 | 20
HR11 | 2210-4-HR11-HAD50AA317 | 2000256999 | 213HAD50AA317 | 213HAD50AA317 | HP ST.DRUM LEVEL TRANSMITTER ISOL.VALVE | RMM | GMVLVE | C | X | 202028366 |  | 000002618259 |  | ERP-MM-DC1 | 2011-12-17 | 20
HR11 | 2210-4-HR11-HAD50AA318 | 2000257007 | 213HAD50AA318 | 213HAD50AA318 | HP ST.DRUM LEVEL TRANSMITTER ISOL.VALVE | RMM | GMVLVE | C | X | 202028366 |  | 000002618273 |  | ERP-MM-DC1 | 2011-12-17 | 20
HR11 | 2210-4-HR11-HAD50AA319 | 2000257015 | 213HAD50AA319 | 213HAD50AA319 | HP ST.DRUM LEVEL TRANSMITTER ISOL.VALVE | RMM | GMVLVE | C | X | 202028366 |  | 000002618277 |  | ERP-MM-DC1 | 2011-12-17 | 20
HR11 | 2210-4-HR11-HAD50AA320 | 2000257023 | 213HAD50AA320 | 213HAD50AA320 | HP ST.DRUM LEVEL TRANSMITTER ISOL.VALVE | RMM | GMVLVE | C | X | 202028366 |  | 000002618291 |  | ERP-MM-DC1 | 2011-12-17 | 20
HR11 | 2210-4-HR11-HAD50AA321 | 2000257031 | 213HAD50AA321 | 213HAD50AA321 | HP ST.DRUM LEVEL TRANSMITTER ISOL.VALVE | RMM | GMVLVE | C | X | 202028366 |  | 000002618295 |  | ERP-MM-DC1 | 2011-12-17 | 20
HR11 | 2210-4-HR11-HAD50AA322 | 2000257039 | 213HAD50AA322 | 213HAD50AA322 | HP ST.DRUM LEVEL TRANSMITTER ISOL.VALVE | RMM | GMVLVE | C | X | 202028366 |  | 000002618299 |  | ERP-MM-DC1 | 2011-12-17 | 20
HR11 | 2210-4-HR11-HAD50AA323 | 2000257047 | 213HAD50AA323 | 213HAD50AA323 | HP ST.DRUM LEVEL TRANSMITTER ISOL.VALVE | RMM | GMVLVE | C | X | 202028366 |  | 000002618313 |  | ERP-MM-DC1 | 2011-12-17 | 20
HR11 | 2210-4-HR11-HAD50AA324 | 2000257055 | 213HAD50AA324 | 213HAD50AA324 | HP ST.DRUM LEVEL TRANSMITTER ISOL.VALVE | RMM | GMVLVE | C | X | 202028366 |  | 000002618317 |  | ERP-MM-DC1 | 2011-12-17 | 20
HR11 | 2210-4-HR11-HAD50AA325 | 2000257063 | 213HAD50AA325 | 213HAD50AA325 | HP ST.DRUM PRESS.TRANSMITTER ISOL.VALVE | RMM | GMVLVE | C | X | 202028366 |  | 000002618331 |  | ERP-MM-DC1 | 2011-12-17 | 20
HR11 | 2210-4-HR11-HAD50AA326 | 2000257071 | 213HAD50AA326 | 213HAD50AA326 | HP ST.DRUM PRESS.TRANSMITTER ISOL.VALVE | RMM | GMVLVE | C | X | 202028366 |  | 000002618335 |  | ERP-MM-DC1 | 2011-12-17 | 20
HR11 | 2210-4-HR11-HAD50AA327 | 2000257079 | 213HAD50AA327 | 213HAD50AA327 | HP ST.DRUM PRESS.TRANSMITTER ISOL.VALVE | RMM | GMVLVE | C | X | 202028366 |  | 000002618339 |  | ERP-MM-DC1 | 2011-12-17 | 20
HR11 | 2210-4-HR11-HAD50AA328 | 2000257087 | 213HAD50AA328 | 213HAD50AA328 | HP ST.DRUM PRESS.TRANSMITTER ISOL.VALVE | RMM | GMVLVE | C | X | 202028366 |  | 000002618353 |  | ERP-MM-DC1 | 2011-12-17 | 20
HR11 | 2210-4-HR11-HAD50AA329 | 2000257095 | 213HAD50AA329 | 213HAD50AA329 | HP ST.DRUM PRESS.INDICATOR ISOL.VALVE | RMM | GMVLVE | B | X | 202028366 |  | 000002618357 |  | ERP-MM-DC1 | 2011-12-17 | 20
HR11 | 2210-4-HR11-HAD50AA330 | 2000257103 | 213HAD50AA330 | 213HAD50AA330 | HP ST.DRUM PRESS.INDICATOR ISOL.VALVE | RMM | GMVLVE | B | X | 202028366 |  | 000002618371 |  | ERP-MM-DC1 | 2011-12-17 | 20
HR11 | 2210-4-HR11-HAD50AA331 | 2000257111 | 213HAD50AA331 | 213HAD50AA331 | HP ST.DRUM PRESS.INDICATOR ISOL.VALVE | RMM | GMVLVE | B | X | 202028366 |  | 000002618375 |  | ERP-MM-DC1 | 2011-12-17 | 20
HR11 | 2210-4-HR11-HAD50AA332 | 2000257119 | 213HAD50AA332 | 213HAD50AA332 | HP ST.DRUM PRESS.INDICATOR ISOL.VALVE | RMM | GMVLVE | B | X | 202028366 |  | 000002618379 |  | ERP-MM-DC1 | 2011-12-17 | 20
HR11 | 2210-4-HR11-HAD50AA401 | 2000257127 | 213HAD50AA401 | 213HAD50AA401 | HP ST.DRUM INTERM BLOWDOWN ISOL.VALVE | RMM | GMVL-MO | B | X | 202028366 |  | 000002618393 |  | ERP-MM-DC1 | 2011-12-17 | 20
HR11 | 2210-4-HR11-HAD50AA402 | 2000257135 | 213HAD50AA402 | 213HAD50AA402 | HP ST.DRUM INTERM BLOWDOWN ISOL.VALVE | RMM | GMVLVE | B | X | 202028366 |  | 000002618397 |  | ERP-MM-DC1 | 2011-12-17 | 20
HR11 | 2210-4-HR11-HAD50AA405 | 2000257143 | 213HAD50AA405 | 213HAD50AA405 | HP ST.DRUM LEV.INDICATOR DRAIN VALVE | RMM | GMVLVE | B | X | 202028366 |  | 000002618411 |  | ERP-MM-DC1 | 2011-12-17 | 20
HR11 | 2210-4-HR11-HAD50AA406 | 2000257151 | 213HAD50AA406 | 213HAD50AA406 | HP ST.DRUM LEV.INDICATOR DRAIN VALVE | RMM | GMVLVE | B | X | 202028366 |  | 000002618415 |  | ERP-MM-DC1 | 2011-12-17 | 20
HR11 | 2210-4-HR11-HAD50AA407 | 2000257159 | 213HAD50AA407 | 213HAD50AA407 | HP ST.DRUM LEV.INDICATOR DRAIN VALVE | RMM | GMVLVE | B | X | 202028366 |  | 000002618419 |  | ERP-MM-DC1 | 2011-12-17 | 20
HR11 | 2210-4-HR11-HAD50AA408 | 2000257167 | 213HAD50AA408 | 213HAD50AA408 | HP ST.DRUM LEV.INDICATOR DRAIN VALVE | RMM | GMVLVE | B | X | 202028366 |  | 000002618433 |  | ERP-MM-DC1 | 2011-12-17 | 20
HR11 | 2210-4-HR11-HAD50AA409 | 2000257175 | 213HAD50AA409 | 213HAD50AA409 | HP ST.DRUM LEV.TRANSMITTER ISOL.VALVE | RMM | GMVLVE | C | X | 202028366 |  | 000002618437 |  | ERP-MM-DC1 | 2011-12-17 | 20
HR11 | 2210-4-HR11-HAD50AA410 | 2000257183 | 213HAD50AA410 | 213HAD50AA410 | HP ST.DRUM LEV.TRANSMITTER ISOL.VALVE | RMM | GMVLVE | C | X | 202028366 |  | 000002618451 |  | ERP-MM-DC1 | 2011-12-17 | 20
HR11 | 2210-4-HR11-HAD50AA417 | 2000257191 | 213HAD50AA417 | 213HAD50AA417 | HP ST.DRUM CONT.BLOWDOWN ISOL.VALVE | RMM | GMVLVE | C | X | 202028366 |  | 000002618455 |  | ERP-MM-DC1 | 2011-12-17 | 20
HR11 | 2210-4-HR11-HAD50AA418 | 2000257199 | 213HAD50AA418 | 213HAD50AA418 | HP ST.DRUM CONT.BLOWDOWN ISOL.V/V/T-TYPE | RMM | GMVL-MO | B | X | 202028366 |  | 000002618459 |  | ERP-MM-DC1 | 2011-12-17 | 20
HR11 | 2210-4-HR11-HAD50AA419 | 2000257207 | 213HAD50AA419 | 213HAD50AA419 | HP ST.DRUM CONT.BLOWDOWN ISOL. VALVE | RMM | GMVLVE | B | X | 202028366 |  | 000002618473 |  | ERP-MM-DC1 | 2011-12-17 | 20
HR11 | 2210-4-HR11-HAD50AA501 | 2000257215 | 213HAD50AA501 | 213HAD50AA501 | HP ST.DRUM RISER VENT VALVE | RMM | GMVLVE | B | X | 202028366 |  | 000002618477 |  | ERP-MM-DC1 | 2011-12-17 | 20
HR11 | 2210-4-HR11-HAD50AA502 | 2000257223 | 213HAD50AA502 | 213HAD50AA502 | HP ST.DRUM RISER VENT VALVE | RMM | GMVLVE | B | X | 202028366 |  | 000002618491 |  | ERP-MM-DC1 | 2011-12-17 | 20
HR11 | 2210-4-HR11-HAD50AA503 | 2000257231 | 213HAD50AA503 | 213HAD50AA503 | HP ST.DRUM LEV.INDICATOR VENT VALVE | RMM | GMVLVE | B | X | 202028366 |  | 000002618495 |  | ERP-MM-DC1 | 2011-12-17 | 20
HR11 | 2210-4-HR11-HAD50AA504 | 2000257239 | 213HAD50AA504 | 213HAD50AA504 | HP ST.DRUM LEV.INDICATOR VENT VALVE | RMM | GMVLVE | B | X | 202028366 |  | 000002618499 |  | ERP-MM-DC1 | 2011-12-17 | 20
HR11 | 2210-4-HR11-HAD50AA505 | 2000257247 | 213HAD50AA505 | 213HAD50AA505 | HP ST.DRUM LEV.INDICATOR VENT VALVE | RMM | GMVLVE | B | X | 202028366 |  | 000002618513 |  | ERP-MM-DC1 | 2011-12-17 | 20
HR11 | 2210-4-HR11-HAD50AA506 | 2000257255 | 213HAD50AA506 | 213HAD50AA506 | HP ST.DRUM LEV.INDICATOR VENT VALVE | RMM | GMVLVE | B | X | 202028366 |  | 000002618517 |  | ERP-MM-DC1 | 2011-12-17 | 20
HR11 | 2210-4-HR11-HAD50AA507 | 2000257263 | 213HAD50AA507 | 213HAD50AA507 | HP ST.DRUM LEV.TRANSMITTER VENT VALVE | RMM | GMVLVE | C | X | 202028366 |  | 000002618531 |  | ERP-MM-DC1 | 2011-12-17 | 20
HR11 | 2210-4-HR11-HAD50AA508 | 2000257271 | 213HAD50AA508 | 213HAD50AA508 | HP ST.DRUM LEV.TRANSMITTER VENT VALVE | RMM | GMVLVE | C | X | 202028366 |  | 000002618535 |  | ERP-MM-DC1 | 2011-12-17 | 20
HR11 | 2210-4-HR11-HAD50AA509 | 2000257279 | 213HAD50AA509 | 213HAD50AA509 | HP ST.DRUM LEV.TRANSMITTER VENT VALVE | RMM | GMVLVE | C | X | 202028366 |  | 000002618539 |  | ERP-MM-DC1 | 2011-12-17 | 20
HR11 | 2210-4-HR11-HAD50AA510 | 2000257287 | 213HAD50AA510 | 213HAD50AA510 | HP ST.DRUM LEV.TRANSMITTER VENT VALVE | RMM | GMVLVE | C | X | 202028366 |  | 000002618553 |  | ERP-MM-DC1 | 2011-12-17 | 20
HR11 | 2210-4-HR11-HAD50AA511 | 2000257295 | 213HAD50AA511 | 213HAD50AA511 | HP ST.DRUM LEV.TRANSMITTER VENT VALVE | RMM | GMVLVE | C | X | 202028366 |  | 000002618557 |  | ERP-MM-DC1 | 2011-12-17 | 20
HR11 | 2210-4-HR11-HAD50AA512 | 2000257303 | 213HAD50AA512 | 213HAD50AA512 | HP ST.DRUM LEV.TRANSMITTER VENT VALVE | RMM | GMVLVE | C | X | 202028366 |  | 000002618571 |  | ERP-MM-DC1 | 2011-12-17 | 20
HR11 | 2210-4-HR11-HAD50AA513 | 2000257311 | 213HAD50AA513 | 213HAD50AA513 | HP ST.DRUM LEV.TRANSMITTER VENT VALVE | RMM | GMVLVE | C | X | 202028366 |  | 000002618575 |  | ERP-MM-DC1 | 2011-12-17 | 20
HR11 | 2210-4-HR11-HAD50AA514 | 2000257319 | 213HAD50AA514 | 213HAD50AA514 | HP ST.DRUM LEV.TRANSMITTER VENT VALVE | RMM | GMVLVE | C | X | 202028366 |  | 000002618579 |  | ERP-MM-DC1 | 2011-12-17 | 20
HR11 | 2210-4-HR11-HAD50AA601 | 2000257327 | 213HAD50AA601 | 213HAD50AA601 | HP ST.DRUM PHOSPHATE CHECK VALVE/PISTON | RMM | GMVLVE | C | X | 202028366 |  | 000002618593 |  | ERP-MM-DC1 | 2011-12-17 | 20
HR11 | 2210-4-HR11-HAD50AA602 | 2000257335 | 213HAD50AA602 | 213HAD50AA602 | HP ST.DRUM PHOSPHATE ISOL.VALVE/T-TYPE | RMM | GMVLVE | C | X | 202028366 |  | 000002618597 |  | ERP-MM-DC1 | 2011-12-17 | 20
HR11 | 2210-4-HR11-HAD50AA603 | 2000257343 | 213HAD50AA603 | 213HAD50AA603 | HP ST.DRUM PHOSPHATE ISOL.VALVE/T-TYPE | RMM | GMVLVE | C | X | 202028366 |  | 000002618611 |  | ERP-MM-DC1 | 2011-12-17 | 20
HR11 | 2210-4-HR11-HAD50AA604 | 2000257351 | 213HAD50AA604 | 213HAD50AA604 | HP ST. DRUM SAMPLING ISOL. VALVE | RMM | GMVLVE | C | X | 202028366 |  | 000002618615 |  | ERP-MM-DC1 | 2011-12-17 | 20
HR11 | 2210-4-HR11-HAD50AA605 | 2000257359 | 213HAD50AA605 | 213HAD50AA605 | HP ST. DRUM SAMPLING ISOL. VALVE | RMM | GMVLVE | C | X | 202028366 |  | 000002618619 |  | ERP-MM-DC1 | 2011-12-17 | 20
HR11 | 2210-4-HR11-HAD50BB001 | 2000257367 | 213HAD50BB001 | 213HAD50BB001 | HP STEAM DRUM | RMM | GMDRUM | C | X | 202028366 |  | 000002618633 |  | ERP-MM-DC1 | 2011-12-17 | 20
HR11 | 2210-4-HR11-HAD50BS001 | 2000257375 | 213HAD50BS001 | 213HAD50BS001 | PSV SILENCERE-1 HP SATURATED STEAM | RMM | GMSLNR | C | X | 202028366 |  | 000002618637 |  | ERP-MM-DC1 | 2011-12-17 | 20
HR11 | 2210-4-HR11-HAD50BS002 | 2000257383 | 213HAD50BS002 | 213HAD50BS002 | PSV SILENCER-2 HP SATURATED STEAM | RMM | GMSLNR | C | X | 202028366 |  | 000002618651 |  | ERP-MM-DC1 | 2011-12-17 | 20
HR11 | 2210-4-HR11-HAD50CL001 | 2000257391 | 213HAD50CL001 | 213HAD50LT3A | HP ST.DRUM LEVEL TRANSMITTER | RMI | GIXM-LC | C | X | 202028366 |  | 000002618655 |  | ERP-MM-DC1 | 2011-12-17 | 20
HR11 | 2210-4-HR11-HAD50CL002 | 2000257399 | 213HAD50CL002 | 213HAD50LT3B | HP ST.DRUM LEVEL TRANSMITTER | RMI | GIXM-LC | C | X | 202028366 |  | 000002618659 |  | ERP-MM-DC1 | 2011-12-17 | 20
HR11 | 2210-4-HR11-HAD50CL003 | 2000257407 | 213HAD50CL003 | 213HAD50LT3C | HP ST.DRUM LEVEL TRANSMITTER | RMI | GIXM-LC | C | X | 202028366 |  | 000002618673 |  | ERP-MM-DC1 | 2011-12-17 | 20
HR11 | 2210-4-HR11-HAD50CL501 | 2000257415 | 213HAD50CL501 | 213HAD50CL501 | HP DRUM LEVEL GAUGE-1 | RMI | GIIN-LV | B | X | 202028366 |  | 000002618677 |  | ERP-MM-DC1 | 2011-12-17 | 20
HR11 | 2210-4-HR11-HAD50CL502 | 2000257423 | 213HAD50CL502 | 213HAD50CL502 | HP DRUM LEVEL GAUGE-2 | RMI | GIIN-LV | B | X | 202028366 |  | 000002618691 |  | ERP-MM-DC1 | 2011-12-17 | 20
HR11 | 2210-4-HR11-HAD50CL503 | 2000257431 | 213HAD50CL503 | 213HAD50CL503 | HP DRUM HYDRASTEP LEVEL GAUGE | RMI | GIIN-LV | B | X | 202028366 |  | 000002618695 |  | ERP-MM-DC1 | 2011-12-17 | 20
HR11 | 2210-4-HR11-HAD50CL503A | 2000257439 | 213HAD50CL503A | 213HAD50CL503A | HP DRUM HYDRASTEP INDICATOR | RMI | GIINDC | C | X | 202028366 |  | 000002618699 |  | ERP-MM-DC1 | 2011-12-17 | 20
HR11 | 2210-4-HR11-HAD50CP001 | 2000257447 | 213HAD50CP001 | 213HAD50PT3A | HP ST.DRUM PRESSURE TRANSMITTER | RMI | GIXM-DP | C | X | 202028366 |  | 000002618713 |  | ERP-MM-DC1 | 2011-12-17 | 20
HR11 | 2210-4-HR11-HAD50CP002 | 2000257455 | 213HAD50CP002 | 213HAD50PT3B | HP ST.DRUM PRESSURE TRANSMITTER | RMI | GIXM-DP | C | X | 202028366 |  | 000002618717 |  | ERP-MM-DC1 | 2011-12-17 | 20
HR11 | 2210-4-HR11-HAD50CP003 | 2000257463 | 213HAD50CP003 | 213HAD50PT3C | HP ST.DRUM PRESSURE TRANSMITTER | RMI | GIXM-DP | C | X | 202028366 |  | 000002618731 |  | ERP-MM-DC1 | 2011-12-17 | 20
HR11 | 2210-4-HR11-HAD50CP501 | 2000257471 | 213HAD50CP501 | 213HAD50PI06 | HP ST.DRUM PRESSURE INDICATOR | RMI | GIIN-PR | C | X | 202028366 |  | 000002618735 |  | ERP-MM-DC1 | 2011-12-17 | 20
HR11 | 2210-4-HR11-HAD50CT001 | 2000257479 | 213HAD50CT001 | 213HAD50TE01 | HP ST.DRUM TEMPERATURE ELEMENT | RMI | GIEL-TE | C | X | 202028366 |  | 000002618739 |  | ERP-MM-DC1 | 2011-12-17 | 20
HR11 | 2210-4-HR11-HAD50CT002 | 2000257487 | 213HAD50CT002 | 213HAD50TE02 | HP ST.DRUM TEMPERATURE ELEMENT | RMI | GIEL-TE | C | X | 202028366 |  | 000002618753 |  | ERP-MM-DC1 | 2011-12-17 | 20
HR11 | 2210-4-HR11-HAD50CT401 | 2000257495 | 213HAD50CT401 | 213HAD50CT401 | HP RISER TEMPERATURE TESTPOINT | RMI | GITHRW | C | X | 202028366 |  | 000002618757 |  | ERP-MM-DC1 | 2011-12-17 | 20
HR11 | 2210-4-HR11-HAD50GH001 | 2000257503 | 213HAD50GH001 | 213HAD50LT04 | HP HYDRSTEP CONTROL UNIT | RMI | GICTLR | C | X | 202028366 |  | 000002618771 |  | ERP-MM-DC1 | 2011-12-17 | 20
HR11 | 2210-4-HR11-HAG00 | 2000257511 | 213HAG00 | 213HAG00 | LOCAL INSTRUMENTS - GROUPED | RMI | GIELMT | C | X | 202028366 |  | 000002618775 |  | ERP-MM-DC1 | 2011-12-17 | 20
HR11 | 2210-4-HR11-HAG11 | 2000257519 | 213HAG11 | NOENTRIES | PRESSURE TRANSMITTER | RME | GERELY | C | X | 202028366 |  | 000002618779 |  | ERP-MM-DC1 | 2011-12-17 | 20
HR11 | 2210-4-HR11-HAG11AA000 | 2000257527 | 213HAG11AA000 | 213HAG11AA000 | LIMIT SWITCH | RMI | GISW-LM | C | X | 202028366 |  | 000002618793 |  | ERP-MM-DC1 | 2011-12-17 | 20
HR11 | 2210-4-HR11-HAG11AA001 | 2000257535 | 213HAG11AA001 | 213HAG11AA001 | LP CIRC.PUMP-A SUCTION VALVE | RMM | GMVLVE | B | X | 202028366 |  | 000002618797 |  | ERP-MM-DC1 | 2011-12-17 | 20
HR11 | 2210-4-HR11-HAG11AA002 | 2000257543 | 213HAG11AA002 | 213HAG11AA002 | LP CIRC.PUMP-A DISCH.CHECK VALVE/SWING | RMM | GMVLVE | C | X | 202028366 |  | 000002618811 |  | ERP-MM-DC1 | 2011-12-17 | 20
HR11 | 2210-4-HR11-HAG11AA003 | 2000257551 | 213HAG11AA003 | 213HAG11AA003 | LP CIRC.PUMP-A DISCHARGE VALVE | RMM | GMVLVE | B | X | 202028366 |  | 000002618815 |  | ERP-MM-DC1 | 2011-12-17 | 20
HR11 | 2210-4-HR11-HAG11AA301 | 2000257559 | 213HAG11AA301 | 213HAG11AA301 | LP CIRC.PUMP SUC.STRAINER PDI ISOL.VALVE | RMM | GMVLVE | C | X | 202028366 |  | 000002618819 |  | ERP-MM-DC1 | 2011-12-17 | 20
HR11 | 2210-4-HR11-HAG11AA302 | 2000257567 | 213HAG11AA302 | 213HAG11AA302 | LP CIRC.PUMP SUC.STRAINER PDI ISOL.VALVE | RMM | GMVLVE | C | X | 202028366 |  | 000002618833 |  | ERP-MM-DC1 | 2011-12-17 | 20
HR11 | 2210-4-HR11-HAG11AA303 | 2000257575 | 213HAG11AA303 | 213HAG11AA303 | LP CIRC.PUMP SUC.STRAINER PDI ISOL.VALVE | RMM | GMVLVE | C | X | 202028366 |  | 000002618837 |  | ERP-MM-DC1 | 2011-12-17 | 20
HR11 | 2210-4-HR11-HAG11AA304 | 2000257583 | 213HAG11AA304 | 213HAG11AA304 | LP CIRC.PUMP SUC.STRAINER PDI ISOL.VALVE | RMM | GMVLVE | C | X | 202028366 |  | 000002618851 |  | ERP-MM-DC1 | 2011-12-17 | 20
HR11 | 2210-4-HR11-HAG11AA305 | 2000257591 | 213HAG11AA305 | 213HAG11AA305 | LP CIRC.PUMP SUC.PI ISOL.VALVE | RMM | GMVLVE | C | X | 202028366 |  | 000002618855 |  | ERP-MM-DC1 | 2011-12-17 | 20
HR11 | 2210-4-HR11-HAG11AA306 | 2000257599 | 213HAG11AA306 | 213HAG11AA306 | LP CIRC.PUMP SUC.PI ISOL.VALVE | RMM | GMVLVE | C | X | 202028366 |  | 000002618859 |  | ERP-MM-DC1 | 2011-12-17 | 20
HR11 | 2210-4-HR11-HAG11AA307 | 2000257607 | 213HAG11AA307 | 213HAG11AA307 | LP CIRC.PUMP DISCH.PI ISOL.VALVE | RMM | GMVLVE | C | X | 202028366 |  | 000002618873 |  | ERP-MM-DC1 | 2011-12-17 | 20
HR11 | 2210-4-HR11-HAG11AA308 | 2000257615 | 213HAG11AA308 | 213HAG11AA308 | LP CIRC.PUMP DISCH.PI ISOL.VALVE | RMM | GMVLVE | C | X | 202028366 |  | 000002618877 |  | ERP-MM-DC1 | 2011-12-17 | 20
HR11 | 2210-4-HR11-HAG11AA309 | 2000257623 | 213HAG11AA309 | 213HAG11AA309 | LP CIRC.PUMP DISCH.PDSL ISOL.VALVE | RMM | GMVLVE | C | X | 202028366 |  | 000002618891 |  | ERP-MM-DC1 | 2011-12-17 | 20
HR11 | 2210-4-HR11-HAG11AA310 | 2000257631 | 213HAG11AA310 | 213HAG11AA310 | LP CIRC.PUMP DISCH.PDSL ISOL.VALVE | RMM | GMVLVE | C | X | 202028366 |  | 000002618895 |  | ERP-MM-DC1 | 2011-12-17 | 20
HR11 | 2210-4-HR11-HAG11AA311 | 2000257639 | 213HAG11AA311 | 213HAG11AA311 | LP CIRC.PUMP DISCH.PDSL ISOL.VALVE | RMM | GMVLVE | C | X | 202028366 |  | 000002618899 |  | ERP-MM-DC1 | 2011-12-17 | 20
HR11 | 2210-4-HR11-HAG11AA312 | 2000257647 | 213HAG11AA312 | 213HAG11AA312 | LP CIRC.PUMP DISCH.PDSL ISOL.VALVE | RMM | GMVLVE | C | X | 202028366 |  | 000002618913 |  | ERP-MM-DC1 | 2011-12-17 | 20
HR11 | 2210-4-HR11-HAG11AA401 | 2000257655 | 213HAG11AA401 | 213HAG11AA401 | LP CIRC.PUMP-A SUCT.FILTER DRAIN VALVE | RMM | GMVLVE | C | X | 202028366 |  | 000002618917 |  | ERP-MM-DC1 | 2011-12-17 | 20
HR11 | 2210-4-HR11-HAG11AA402 | 2000257663 | 213HAG11AA402 | 213HAG11AA402 | LP CIRC.PUMP-A SUCT.FILTER DRAIN VALVE | RMM | GMVLVE | C | X | 202028366 |  | 000002618931 |  | ERP-MM-DC1 | 2011-12-17 | 20
HR11 | 2210-4-HR11-HAG11AA403 | 2000257671 | 213HAG11AA403 | 213HAG11AA403 | LP CIRC.PUMP-A DRAIN VALVE | RMM | GMVLVE | B | X | 202028366 |  | 000002618935 |  | ERP-MM-DC1 | 2011-12-17 | 20
HR11 | 2210-4-HR11-HAG11AA404 | 2000257679 | 213HAG11AA404 | 213HAG11AA404 | LP CIRC.PUMP-A DRAIN VALVE | RMM | GMVLVE | B | X | 202028366 |  | 000002618939 |  | ERP-MM-DC1 | 2011-12-17 | 20
HR11 | 2210-4-HR11-HAG11AA405 | 2000257687 | 213HAG11AA405 | 213HAG11AA405 | LP CIRC.PUMP-A DISCH.DRAIN VALVE | RMM | GMVLVE | B | X | 202028366 |  | 000002618953 |  | ERP-MM-DC1 | 2011-12-17 | 20
HR11 | 2210-4-HR11-HAG11AA406 | 2000257695 | 213HAG11AA406 | 213HAG11AA406 | LP CIRC.PUMP-A DISCH.DRAIN VALVE | RMM | GMVLVE | B | X | 202028366 |  | 000002618957 |  | ERP-MM-DC1 | 2011-12-17 | 20
HR11 | 2210-4-HR11-HAG11AA407 | 2000257703 | 213HAG11AA407 | 213HAG11AA407 | LP CIRC.PUMP-A DISCH.DRAIN VALVE | RMM | GMVLVE | B | X | 202028366 |  | 000002618971 |  | ERP-MM-DC1 | 2011-12-17 | 20
HR11 | 2210-4-HR11-HAG11AA408 | 2000257711 | 213HAG11AA408 | 213HAG11AA408 | LP CIRC.PUMP-A DISCH.DRAIN VALVE | RMM | GMVLVE | B | X | 202028366 |  | 000002618975 |  | ERP-MM-DC1 | 2011-12-17 | 20
HR11 | 2210-4-HR11-HAG11AA409 | 2000257719 | 213HAG11AA409 | 213HAG11AA409 | LP CIRC.PUMP-A SUC.DRAIN VALVE | RMM | GMVLVE | B | X | 202028366 |  | 000002618979 |  | ERP-MM-DC1 | 2011-12-17 | 20
HR11 | 2210-4-HR11-HAG11AA410 | 2000257727 | 213HAG11AA410 | 213HAG11AA410 | LP CIRC.PUMP-A SUC.DRAIN VALVE | RMM | GMVLVE | B | X | 202028366 |  | 000002618993 |  | ERP-MM-DC1 | 2011-12-17 | 20
HR11 | 2210-4-HR11-HAG11AP001 | 2000257735 | 213HAG11AP001 | 213HAG11AP001 | LP HRSG CIRCULATING PUMP-A | RMM | GMPUMP | B | X | 202028366 |  | 000002618997 |  | ERP-MM-DC1 | 2011-12-17 | 20
HR11 | 2210-4-HR11-HAG11AP001-M01 | 2000257743 | 213HAG11AP001-M01 | 213HAG11AP001M1 | LP HRSG CIRC PUMP-A MOTOR | RME | GEMOTR | B | X | 202028366 |  | 000002619011 |  | ERP-MM-DC1 | 2011-12-17 | 20
HR11 | 2210-4-HR11-HAG11AT001 | 2000257751 | 213HAG11AT001 | 213HAG11AT001 | LP CIRC.PUMP-A SUCTION STRAINER/Y-TYPE | RMM | GMSTRN | C | X | 202028366 |  | 000002619015 |  | ERP-MM-DC1 | 2011-12-17 | 20
HR11 | 2210-4-HR11-HAG11BR001 | 2000257759 | 213HAG11BR001 | 213HAG11BR001 | LP CIRC.PUMP SUCTION PIPING | RMM | GMPIPE | C | X | 202028366 |  | 000002619019 |  | ERP-MM-DC1 | 2011-12-17 | 20
HR11 | 2210-4-HR11-HAG11BR002 | 2000257767 | 213HAG11BR002 | 213HAG11BR002 | LP CIRC.PUMP DISCH.PIPING | RMM | GMPIPE | C | X | 202028366 |  | 000002619033 |  | ERP-MM-DC1 | 2011-12-17 | 20
HR11 | 2210-4-HR11-HAG11CP000 | 2000257775 | 213HAG11CP000 | 213HAG11CP000 | PRESSURE TRANSMITTER | RMI | GIXM-DP | C | X | 202028366 |  | 000002619037 |  | ERP-MM-DC1 | 2011-12-17 | 20
HR11 | 2210-4-HR11-HAG11CP004 | 2000257783 | 213HAG11CP004 | 213HAG11PDT04 | LP CIRC.PUMPS TO LP EVAPRTR.DP.TRANSMITR | RMI | GIXM-DP | C | X | 202028366 |  | 000002619051 |  | ERP-MM-DC1 | 2011-12-17 | 20
HR11 | 2210-4-HR11-HAG11CP005 | 2000257789 | 213HAG11CP005 | 213HAG11PDSL05 | LP CIRC.PUMP SUCT/DISCH.DIFF.PR.SWITCH | RMI | GISW-CN | C | X | 202028366 |  | 000002619055 |  | ERP-DLGN-EAA | 2013-03-05 | 20
HR11 | 2210-4-HR11-HAG11CP501 | 2000257796 | 213HAG11CP501 | 213HAG11PDI01 | LP CIRC.PUMP SUCT.STR.DIFF.PR.INDICATOR | RMI | GIIN-PR | C | X | 202028366 |  | 000002619059 |  | ERP-MM-DC1 | 2011-12-17 | 20
HR11 | 2210-4-HR11-HAG11CP502 | 2000257804 | 213HAG11CP502 | 213HAG11CP502 | LP.CIRC.PUMP SUCTION PRESSURE INDICATOR | RMI | GIIN-PR | C | X | 202028366 |  | 000002619073 |  | ERP-MM-DC1 | 2011-12-17 | 20
HR11 | 2210-4-HR11-HAG11CP503 | 2000257812 | 213HAG11CP503 | 213HAG11CP503 | LP.CIRC.PUMP DISCH.PRESSURE INDICATOR | RMI | GIIN-PR | C | X | 202028366 |  | 000002619077 |  | ERP-MM-DC1 | 2011-12-17 | 20
HR11 | 2210-4-HR11-HAG11CT000 | 2000257820 | 213HAG11CT000 | 213HAG11CT000 | TEMP ELEMENT | RMI | GIEL-TE | C | X | 202028366 |  | 000002619091 |  | ERP-MM-DC1 | 2011-12-17 | 20
HR11 | 2210-4-HR11-HAG11CT001 | 2000257828 | 213HAG11CT001 | 213HAG11TE01 | LP CIRC.PUMP TEMEPERATURE ELEMENT | RMI | GIEL-TE | C | X | 202028366 |  | 000002619095 |  | ERP-MM-DC1 | 2011-12-17 | 20
HR11 | 2210-4-HR11-HAG11CT002 | 2000257836 | 213HAG11CT002 | 213HAG11TE02 | LP CIRC.PUMP TEMEPERATURE ELEMENT | RMI | GIEL-TE | C | X | 202028366 |  | 000002619099 |  | ERP-MM-DC1 | 2011-12-17 | 20
HR11 | 2210-4-HR11-HAG11CT003 | 2000257844 | 213HAG11CT003 | 213HAG11TE03 | LP CIRC.PUMP TEMEPERATURE ELEMENT | RMI | GIEL-TE | C | X | 202028366 |  | 000002619113 |  | ERP-MM-DC1 | 2011-12-17 | 20
HR11 | 2210-4-HR11-HAG12AA000 | 2000257852 | 213HAG12AA000 | 213HAG12AA000 | LIMIT SWITCH | RMI | GISW-LM | C | X | 202028366 |  | 000002619117 |  | ERP-MM-DC1 | 2011-12-17 | 20
HR11 | 2210-4-HR11-HAG12AA001 | 2000257860 | 213HAG12AA001 | 213HAG12AA001 | LP CIRC.PUMP-B SUCTION VALVE | RMM | GMVLVE | B | X | 202028366 |  | 000002619131 |  | ERP-MM-DC1 | 2011-12-17 | 20
HR11 | 2210-4-HR11-HAG12AA002 | 2000257868 | 213HAG12AA002 | 213HAG12AA002 | LP CIRC.PUMP-B DISCH.CHECK VALVE/SWING | RMM | GMVLVE | C | X | 202028366 |  | 000002619135 |  | ERP-MM-DC1 | 2011-12-17 | 20
HR11 | 2210-4-HR11-HAG12AA003 | 2000257876 | 213HAG12AA003 | 213HAG12AA003 | LP CIRC.PUMP-B DISCHARGE VALVE | RMM | GMVLVE | B | X | 202028366 |  | 000002619139 |  | ERP-MM-DC1 | 2011-12-17 | 20
HR11 | 2210-4-HR11-HAG12AA301 | 2000257884 | 213HAG12AA301 | 213HAG12AA301 | LP CIRC.PUMP SUC.STRAINER PDI ISOL.VALVE | RMM | GMVLVE | C | X | 202028366 |  | 000002619153 |  | ERP-MM-DC1 | 2011-12-17 | 20
HR11 | 2210-4-HR11-HAG12AA302 | 2000257892 | 213HAG12AA302 | 213HAG12AA302 | LP CIRC.PUMP SUC.STRAINER PDI ISOL.VALVE | RMM | GMVLVE | C | X | 202028366 |  | 000002619157 |  | ERP-MM-DC1 | 2011-12-17 | 20
HR11 | 2210-4-HR11-HAG12AA303 | 2000257900 | 213HAG12AA303 | 213HAG12AA303 | LP CIRC.PUMP SUC.STRAINER PDI ISOL.VALVE | RMM | GMVLVE | C | X | 202028366 |  | 000002619171 |  | ERP-MM-DC1 | 2011-12-17 | 20
HR11 | 2210-4-HR11-HAG12AA304 | 2000257908 | 213HAG12AA304 | 213HAG12AA304 | LP CIRC.PUMP SUC.STRAINER PDI ISOL.VALVE | RMM | GMVLVE | C | X | 202028366 |  | 000002619175 |  | ERP-MM-DC1 | 2011-12-17 | 20
HR11 | 2210-4-HR11-HAG12AA305 | 2000257916 | 213HAG12AA305 | 213HAG12AA305 | LP CIRC.PUMP SUC.PI ISOL.VALVE | RMM | GMVLVE | B | X | 202028366 |  | 000002619179 |  | ERP-MM-DC1 | 2011-12-17 | 20
HR11 | 2210-4-HR11-HAG12AA306 | 2000257924 | 213HAG12AA306 | 213HAG12AA306 | LP CIRC.PUMP SUC.PI ISOL.VALVE | RMM | GMVLVE | B | X | 202028366 |  | 000002619193 |  | ERP-MM-DC1 | 2011-12-17 | 20
HR11 | 2210-4-HR11-HAG12AA307 | 2000257932 | 213HAG12AA307 | 213HAG12AA307 | LP CIRC.PUMP DISCH.PI ISOL.VALVE | RMM | GMVLVE | B | X | 202028366 |  | 000002619197 |  | ERP-MM-DC1 | 2011-12-17 | 20
HR11 | 2210-4-HR11-HAG12AA308 | 2000257940 | 213HAG12AA308 | 213HAG12AA308 | LP CIRC.PUMP DISCH.PI ISOL.VALVE | RMM | GMVLVE | B | X | 202028366 |  | 000002619211 |  | ERP-MM-DC1 | 2011-12-17 | 20
HR11 | 2210-4-HR11-HAG12AA309 | 2000257948 | 213HAG12AA309 | 213HAG12AA309 | LP CIRC.PUMP DISCH.PDSL ISOL.VALVE | RMM | GMVLVE | B | X | 202028366 |  | 000002619215 |  | ERP-MM-DC1 | 2011-12-17 | 20
HR11 | 2210-4-HR11-HAG12AA310 | 2000257956 | 213HAG12AA310 | 213HAG12AA310 | LP CIRC.PUMP DISCH.PDSL ISOL.VALVE | RMM | GMVLVE | B | X | 202028366 |  | 000002619219 |  | ERP-MM-DC1 | 2011-12-17 | 20
HR11 | 2210-4-HR11-HAG12AA311 | 2000257964 | 213HAG12AA311 | 213HAG12AA311 | LP CIRC.PUMP DISCH.PDSL ISOL.VALVE | RMM | GMVLVE | B | X | 202028366 |  | 000002619233 |  | ERP-MM-DC1 | 2011-12-17 | 20
HR11 | 2210-4-HR11-HAG12AA312 | 2000257972 | 213HAG12AA312 | 213HAG12AA312 | LP CIRC.PUMP DISCH.PDSL ISOL.VALVE | RMM | GMVLVE | B | X | 202028366 |  | 000002619237 |  | ERP-MM-DC1 | 2011-12-17 | 20
HR11 | 2210-4-HR11-HAG12AA401 | 2000257980 | 213HAG12AA401 | 213HAG12AA401 | LP CIRC.PUMP SUCT.FILTER DRAIN VALVE | RMM | GMVLVE | C | X | 202028366 |  | 000002619251 |  | ERP-MM-DC1 | 2011-12-17 | 20
HR11 | 2210-4-HR11-HAG12AA402 | 2000257988 | 213HAG12AA402 | 213HAG12AA402 | LP CIRC.PUMP SUCT.FILTER DRAIN VALVE | RMM | GMVLVE | C | X | 202028366 |  | 000002619255 |  | ERP-MM-DC1 | 2011-12-17 | 20
HR11 | 2210-4-HR11-HAG12AA403 | 2000257996 | 213HAG12AA403 | 213HAG12AA403 | LP CIRC.PUMP-B DRAIN VALVE | RMM | GMVLVE | B | X | 202028366 |  | 000002619259 |  | ERP-MM-DC1 | 2011-12-17 | 20
HR11 | 2210-4-HR11-HAG12AA404 | 2000258004 | 213HAG12AA404 | 213HAG12AA404 | LP CIRC.PUMP-B DRAIN VALVE | RMM | GMVLVE | B | X | 202028366 |  | 000002619273 |  | ERP-MM-DC1 | 2011-12-17 | 20
HR11 | 2210-4-HR11-HAG12AA405 | 2000258012 | 213HAG12AA405 | 213HAG12AA405 | LP CIRC.PUMP-B DISCH.DRAIN VALVE | RMM | GMVLVE | B | X | 202028366 |  | 000002619277 |  | ERP-MM-DC1 | 2011-12-17 | 20
HR11 | 2210-4-HR11-HAG12AA406 | 2000258020 | 213HAG12AA406 | 213HAG12AA406 | LP CIRC.PUMP-B DISCH.DRAIN VALVE | RMM | GMVLVE | B | X | 202028366 |  | 000002619291 |  | ERP-MM-DC1 | 2011-12-17 | 20
HR11 | 2210-4-HR11-HAG12AA407 | 2000258028 | 213HAG12AA407 | 213HAG12AA407 | LP CIRC.PUMP-B DISCH.DRAIN VALVE | RMM | GMVLVE | B | X | 202028366 |  | 000002619295 |  | ERP-MM-DC1 | 2011-12-17 | 20
HR11 | 2210-4-HR11-HAG12AA408 | 2000258036 | 213HAG12AA408 | 213HAG12AA408 | LP CIRC.PUMP-B DISCH.DRAIN VALVE | RMM | GMVLVE | B | X | 202028366 |  | 000002619299 |  | ERP-MM-DC1 | 2011-12-17 | 20
HR11 | 2210-4-HR11-HAG12AA409 | 2000258044 | 213HAG12AA409 | 213HAG12AA409 | LP CIRC.PUMP-B SUC.DRAIN VALVE | RMM | GMVLVE | B | X | 202028366 |  | 000002619313 |  | ERP-MM-DC1 | 2011-12-17 | 20
HR11 | 2210-4-HR11-HAG12AA410 | 2000258052 | 213HAG12AA410 | 213HAG12AA410 | LP CIRC.PUMP-B SUC.DRAIN VALVE | RMM | GMVLVE | B | X | 202028366 |  | 000002619317 |  | ERP-MM-DC1 | 2011-12-17 | 20
HR11 | 2210-4-HR11-HAG12AP001 | 2000258060 | 213HAG12AP001 | 213HAG12AP001 | LP HRSG CIRCULATING PUMP-B | RMM | GMPUMP | B | X | 202028366 |  | 000002619331 |  | ERP-MM-DC1 | 2011-12-17 | 20
HR11 | 2210-4-HR11-HAG12AP001-M01 | 2000258068 | 213HAG12AP001-M01 | 213HAG12AP001M1 | LP HRSG CIRC PUMP-B MOTOR | RME | GEMOTR | B | X | 202028366 |  | 000002619335 |  | ERP-MM-DC1 | 2011-12-17 | 20
HR11 | 2210-4-HR11-HAG12AT001 | 2000258076 | 213HAG12AT001 | 213HAG12AT001 | LP CIRC.PUMP-B SUCTION STRAINER/Y-TYPE | RMM | GMSTRN | C | X | 202028366 |  | 000002619339 |  | ERP-MM-DC1 | 2011-12-17 | 20
HR11 | 2210-4-HR11-HAG12BR001 | 2000258084 | 213HAG12BR001 | 213HAG12BR001 | LP CIRC.PUMP SUCTION PIPING | RMM | GMPIPE | C | X | 202028366 |  | 000002619353 |  | ERP-MM-DC1 | 2011-12-17 | 20
HR11 | 2210-4-HR11-HAG12BR002 | 2000258092 | 213HAG12BR002 | 213HAG12BR002 | LP CIRC.PUMP DISCH.PIPING | RMM | GMPIPE | C | X | 202028366 |  | 000002619357 |  | ERP-MM-DC1 | 2011-12-17 | 20
HR11 | 2210-4-HR11-HAG12CP000 | 2000258100 | 213HAG12CP000 | 213HAG12CP000 | PRESSURE TRANSMITTER | RMI | GIXM-DP | C | X | 202028366 |  | 000002619371 |  | ERP-MM-DC1 | 2011-12-17 | 20
HR11 | 2210-4-HR11-HAG12CP005 | 2000258108 | 213HAG12CP005 | 213HAG12PDSL05 | LP CIRC.PUMP SUCT/DISCH.DIFF.PR.SWITCH | RMI | GISW-CN | C | X | 202028366 |  | 000002619375 |  | ERP-DLGN-EAA | 2013-03-05 | 20
HR11 | 2210-4-HR11-HAG12CP501 | 2000258116 | 213HAG12CP501 | 213HAG12PDI01 | LP CIRC.PUMP SUCT.STR.DIFF.PR.INDICATOR | RMI | GIIN-PR | C | X | 202028366 |  | 000002619379 |  | ERP-MM-DC1 | 2011-12-17 | 20
HR11 | 2210-4-HR11-HAG12CP502 | 2000258124 | 213HAG12CP502 | 213HAG12CP502 | LP.CIRC.PUMP SUCTION PRESSURE INDICATOR | RMI | GIIN-PR | C | X | 202028366 |  | 000002619393 |  | ERP-MM-DC1 | 2011-12-17 | 20
HR11 | 2210-4-HR11-HAG12CP503 | 2000258132 | 213HAG12CP503 | 213HAG12CP503 | LP.CIRC.PUMP DISCH.PRESSURE INDICATOR | RMI | GIIN-PR | C | X | 202028366 |  | 000002619397 |  | ERP-MM-DC1 | 2011-12-17 | 20
HR11 | 2210-4-HR11-HAG12CT000 | 2000258140 | 213HAG12CT000 | 213HAG12CT000 | TEMP ELEMENT | RMI | GIEL-TE | C | X | 202028366 |  | 000002619411 |  | ERP-MM-DC1 | 2011-12-17 | 20
HR11 | 2210-4-HR11-HAG12CT001 | 2000258148 | 213HAG12CT001 | 213HAG12TE01 | LP CIRC.PUMP TEMEPERATURE ELEMENT | RMI | GIEL-TE | C | X | 202028366 |  | 000002619415 |  | ERP-MM-DC1 | 2011-12-17 | 20
HR11 | 2210-4-HR11-HAG12CT002 | 2000258156 | 213HAG12CT002 | 213HAG12TE02 | LP CIRC.PUMP TEMEPERATURE ELEMENT | RMI | GIEL-TE | C | X | 202028366 |  | 000002619419 |  | ERP-MM-DC1 | 2011-12-17 | 20
HR11 | 2210-4-HR11-HAG12CT003 | 2000258164 | 213HAG12CT003 | 213HAG12TE03 | LP CIRC.PUMP TEMEPERATURE ELEMENT | RMI | GIEL-TE | C | X | 202028366 |  | 000002619433 |  | ERP-MM-DC1 | 2011-12-17 | 20
HR11 | 2210-4-HR11-HAG20AA301 | 2000258172 | 213HAG20AA301 | 213HAG20AA301 | LP CIRC.PUMPS DISCH.PDT ISOL.VALVE | RMM | GMVLVE | C | X | 202028366 |  | 000002619437 |  | ERP-MM-DC1 | 2011-12-17 | 20
HR11 | 2210-4-HR11-HAG20AA302 | 2000258180 | 213HAG20AA302 | 213HAG20AA302 | LP CIRC.PUMPS DISCH.PDT ISOL.VALVE | RMM | GMVLVE | C | X | 202028366 |  | 000002619451 |  | ERP-MM-DC1 | 2011-12-17 | 20
HR11 | 2210-4-HR11-HAG20AA303 | 2000258188 | 213HAG20AA303 | 213HAG20AA303 | LP CIRC.PUMPS DISCH.PDT ISOL.VALVE | RMM | GMVLVE | C | X | 202028366 |  | 000002619455 |  | ERP-MM-DC1 | 2011-12-17 | 20
HR11 | 2210-4-HR11-HAG20AA304 | 2000258196 | 213HAG20AA304 | 213HAG20AA304 | LP CIRC.PUMPS DISCH.PDT ISOL.VALVE | RMM | GMVLVE | C | X | 202028366 |  | 000002619459 |  | ERP-MM-DC1 | 2011-12-17 | 20
HR11 | 2210-4-HR11-HAG20AA305 | 2000258204 | 213HAG20AA305 | 213HAG20AA305 | LP CIRC.PUMPS DISCH.FSL ISOL.VALVE | RMM | GMVLVE | C | X | 202028366 |  | 000002619473 |  | ERP-MM-DC1 | 2011-12-17 | 20
HR11 | 2210-4-HR11-HAG20AA306 | 2000258212 | 213HAG20AA306 | 213HAG20AA306 | LP CIRC.PUMPS DISCH.FSL ISOL.VALVE | RMM | GMVLVE | C | X | 202028366 |  | 000002619477 |  | ERP-MM-DC1 | 2011-12-17 | 20
HR11 | 2210-4-HR11-HAG20CF000 | 2000258220 | 213HAG20CF000 | 213HAG20CF000 | FLOW SWITCHES | RMI | GISW-FLW | C | X | 202028366 |  | 000002619491 |  | ERP-MM-DC1 | 2011-12-17 | 20
HR11 | 2210-4-HR11-HAG20CF001 | 2000258228 | 213HAG20CF001 | 213HAG20FS01 | LP.CIRC.PUMP DISCH.TO EVPTR.FLOW SWITCH | RMI | GISW-FLW | C | X | 202028366 |  | 000002619495 |  | ERP-MM-DC1 | 2011-12-17 | 20
HR11 | 2210-4-HR11-HAG20CP001 | 2000258236 | 213HAG20CP001 | 213HAG20CP001 | LP CIRC.PUMPS DISCH/SUCT D.P.TRANSMITTER | RMI | GIXM-DP | C | X | 202028366 |  | 000002619499 |  | ERP-MM-DC1 | 2011-12-17 | 20
HR11 | 2210-4-HR11-HAG20CT401 | 2000258244 | 213HAG20CT401 | 213HAG20CT401 | LP.CIRC.PUMP DISCH.TEMP.TEST POINT | RMI | GITHRW | C | X | 202028366 |  | 000002619513 |  | ERP-MM-DC1 | 2011-12-17 | 20
HR11 | 2210-4-HR11-HAG51AA000 | 2000258252 | 213HAG51AA000 | 213HAG51AA000 | LIMIT SWITCH | RMI | GISW-LM | C | X | 202028366 |  | 000002619517 |  | ERP-MM-DC1 | 2011-12-17 | 20
HR11 | 2210-4-HR11-HAG51AA001 | 2000258260 | 213HAG51AA001 | 213HAG51AA001 | HP CIRC.PUMP-A SUC.STRAINER INLET VALVE | RMM | GMVLVE | C | X | 202028366 |  | 000002619531 |  | ERP-MM-DC1 | 2011-12-17 | 20
HR11 | 2210-4-HR11-HAG51AA002 | 2000258268 | 213HAG51AA002 | 213HAG51AA002 | HP CIRC.PUMP-A DISCH.CHECK VALVE/SWING | RMM | GMVLVE | C | X | 202028366 |  | 000002619535 |  | ERP-MM-DC1 | 2011-12-17 | 20
HR11 | 2210-4-HR11-HAG51AA003 | 2000258276 | 213HAG51AA003 | 213HAG51AA003 | HP CIRC.PUMP-A DISCHARGE VALVE | RMM | GMVLVE | C | X | 202028366 |  | 000002619539 |  | ERP-MM-DC1 | 2011-12-17 | 20
HR11 | 2210-4-HR11-HAG51AA301 | 2000258284 | 213HAG51AA301 | 213HAG51AA301 | HP CIRC.PUMP SUC.STRAINER PDI ISOL.VALVE | RMM | GMVLVE | C | X | 202028366 |  | 000002619553 |  | ERP-MM-DC1 | 2011-12-17 | 20
HR11 | 2210-4-HR11-HAG51AA302 | 2000258292 | 213HAG51AA302 | 213HAG51AA302 | HP CIRC.PUMP SUC.STRAINER PDI ISOL.VALVE | RMM | GMVLVE | C | X | 202028366 |  | 000002619557 |  | ERP-MM-DC1 | 2011-12-17 | 20
HR11 | 2210-4-HR11-HAG51AA303 | 2000258300 | 213HAG51AA303 | 213HAG51AA303 | HP CIRC.PUMP SUC.STRAINER PDI ISOL.VALVE | RMM | GMVLVE | C | X | 202028366 |  | 000002619571 |  | ERP-MM-DC1 | 2011-12-17 | 20
HR11 | 2210-4-HR11-HAG51AA304 | 2000258308 | 213HAG51AA304 | 213HAG51AA304 | HP CIRC.PUMP SUC.STRAINER PDI ISOL.VALVE | RMM | GMVLVE | C | X | 202028366 |  | 000002619575 |  | ERP-MM-DC1 | 2011-12-17 | 20
HR11 | 2210-4-HR11-HAG51AA305 | 2000258316 | 213HAG51AA305 | 213HAG51AA305 | HP CIRC.PUMP SUC.PR.INDICATOR ISOL.VALVE | RMM | GMVLVE | C | X | 202028366 |  | 000002619579 |  | ERP-MM-DC1 | 2011-12-17 | 20
HR11 | 2210-4-HR11-HAG51AA306 | 2000258324 | 213HAG51AA306 | 213HAG51AA306 | HP CIRC.PUMP SUC.PR.INDICATOR ISOL.VALVE | RMM | GMVLVE | C | X | 202028366 |  | 000002619593 |  | ERP-MM-DC1 | 2011-12-17 | 20
HR11 | 2210-4-HR11-HAG51AA307 | 2000258332 | 213HAG51AA307 | 213HAG51AA307 | HP CIRC.PUMP DIS.PR.INDICATOR ISOL.VALVE | RMM | GMVLVE | C | X | 202028366 |  | 000002619597 |  | ERP-MM-DC1 | 2011-12-17 | 20
HR11 | 2210-4-HR11-HAG51AA308 | 2000258340 | 213HAG51AA308 | 213HAG51AA308 | HP CIRC.PUMP DIS.PR.INDICATOR ISOL.VALVE | RMM | GMVLVE | C | X | 202028366 |  | 000002619611 |  | ERP-MM-DC1 | 2011-12-17 | 20
HR11 | 2210-4-HR11-HAG51AA309 | 2000258348 | 213HAG51AA309 | 213HAG51AA309 | HP CIRC.PUMP DIS/SUC PDS ISOL.VALVE | RMM | GMVLVE | C | X | 202028366 |  | 000002619615 |  | ERP-MM-DC1 | 2011-12-17 | 20
HR11 | 2210-4-HR11-HAG51AA310 | 2000258356 | 213HAG51AA310 | 213HAG51AA310 | HP CIRC.PUMP DIS/SUC PDS ISOL.VALVE | RMM | GMVLVE | C | X | 202028366 |  | 000002619619 |  | ERP-MM-DC1 | 2011-12-17 | 20
HR11 | 2210-4-HR11-HAG51AA311 | 2000258364 | 213HAG51AA311 | 213HAG51AA311 | HP CIRC.PUMP DIS/SUC PDS ISOL.VALVE | RMM | GMVLVE | C | X | 202028366 |  | 000002619633 |  | ERP-MM-DC1 | 2011-12-17 | 20
HR11 | 2210-4-HR11-HAG51AA312 | 2000258372 | 213HAG51AA312 | 213HAG51AA312 | HP CIRC.PUMP DIS/SUC PDS ISOL.VALVE | RMM | GMVLVE | C | X | 202028366 |  | 000002619637 |  | ERP-MM-DC1 | 2011-12-17 | 20
HR11 | 2210-4-HR11-HAG51AA401 | 2000258380 | 213HAG51AA401 | 213HAG51AA401 | HP CIRC.PUMP SUC.FILTER DRAIN VALVE | RMM | GMVLVE | C | X | 202028366 |  | 000002619651 |  | ERP-MM-DC1 | 2011-12-17 | 20
HR11 | 2210-4-HR11-HAG51AA402 | 2000258388 | 213HAG51AA402 | 213HAG51AA402 | HP CIRC.PUMP SUC.FILTER DRAIN VALVE | RMM | GMVLVE | C | X | 202028366 |  | 000002619655 |  | ERP-MM-DC1 | 2011-12-17 | 20
HR11 | 2210-4-HR11-HAG51AA403 | 2000258396 | 213HAG51AA403 | 213HAG51AA403 | HP CIRC.PUMP-A DRAIN VALVE | RMM | GMVLVE | B | X | 202028366 |  | 000002619659 |  | ERP-MM-DC1 | 2011-12-17 | 20
HR11 | 2210-4-HR11-HAG51AA404 | 2000258404 | 213HAG51AA404 | 213HAG51AA404 | HP CIRC.PUMP-A DRAIN VALVE | RMM | GMVLVE | B | X | 202028366 |  | 000002619673 |  | ERP-MM-DC1 | 2011-12-17 | 20
HR11 | 2210-4-HR11-HAG51AA405 | 2000258412 | 213HAG51AA405 | 213HAG51AA405 | HP CIRC.PUMP-A DISCH.DRAIN VALVE | RMM | GMVLVE | B | X | 202028366 |  | 000002619677 |  | ERP-MM-DC1 | 2011-12-17 | 20
HR11 | 2210-4-HR11-HAG51AA406 | 2000258420 | 213HAG51AA406 | 213HAG51AA406 | HP CIRC.PUMP-A DISCH.DRAIN VALVE | RMM | GMVLVE | B | X | 202028366 |  | 000002619691 |  | ERP-MM-DC1 | 2011-12-17 | 20
HR11 | 2210-4-HR11-HAG51AA407 | 2000258428 | 213HAG51AA407 | 213HAG51AA407 | HP CIRC.PUMP-A DISCH.DRAIN VALVE | RMM | GMVLVE | B | X | 202028366 |  | 000002619695 |  | ERP-MM-DC1 | 2011-12-17 | 20
HR11 | 2210-4-HR11-HAG51AA408 | 2000258436 | 213HAG51AA408 | 213HAG51AA408 | HP CIRC.PUMP-A DISCH.DRAIN VALVE | RMM | GMVLVE | B | X | 202028366 |  | 000002619699 |  | ERP-MM-DC1 | 2011-12-17 | 20
HR11 | 2210-4-HR11-HAG51AA409 | 2000258444 | 213HAG51AA409 | 213HAG51AA409 | HP CIRC.PUMP-A SUC.DRAIN VALVE | RMM | GMVLVE | B | X | 202028366 |  | 000002619713 |  | ERP-MM-DC1 | 2011-12-17 | 20
HR11 | 2210-4-HR11-HAG51AA410 | 2000258452 | 213HAG51AA410 | 213HAG51AA410 | HP CIRC.PUMP-A SUC.DRAIN VALVE | RMM | GMVLVE | B | X | 202028366 |  | 000002619717 |  | ERP-MM-DC1 | 2011-12-17 | 20
HR11 | 2210-4-HR11-HAG51AP001 | 2000258460 | 213HAG51AP001 | 213HAG51AP001 | HP HRSG CIRCULATING PUMP-A | RMM | GMPUMP | B | X | 202028366 |  | 000002619731 |  | ERP-MM-DC1 | 2011-12-17 | 20
HR11 | 2210-4-HR11-HAG51AP001-M01 | 2000258468 | 213HAG51AP001-M01 | 213HAG51AP001M1 | HP HRSG CIRC PUMP-A MOTOR | RME | GEMOTR | B | X | 202028366 |  | 000002619735 |  | ERP-MM-DC1 | 2011-12-17 | 20
HR11 | 2210-4-HR11-HAG51AP001KC01 | 2000258476 | 213HAG51AP001KC01 | 213HAG51AP001A | HP HRSG CIRC PUMP-A MOTOR HEATER | RME | GEHTR | B | X | 202028366 |  | 000002619739 |  | ERP-MM-DC1 | 2011-12-17 | 20
HR11 | 2210-4-HR11-HAG51AT001 | 2000258484 | 213HAG51AT001 | 213HAG51AT001 | HP CIRC.PUMP-A SUCTION STRAINER | RMM | GMSTRN | B | X | 202028366 |  | 000002619753 |  | ERP-MM-DC1 | 2011-12-17 | 20
HR11 | 2210-4-HR11-HAG51CP000 | 2000258492 | 213HAG51CP000 | 213HAG51CP000 | PRESSURE TRANSMITTER | RMI | GIXM-DP | C | X | 202028366 |  | 000002619757 |  | ERP-MM-DC1 | 2011-12-17 | 20
HR11 | 2210-4-HR11-HAG51CP004 | 2000258500 | 213HAG51CP004 | 213HAG51PDT04 | HP CIRC.PUMPS TO HP EVAPRTR.DP.TRANSMITR | RMI | GIXM-DP | C | X | 202028366 |  | 000002619771 |  | ERP-MM-DC1 | 2011-12-17 | 20
HR11 | 2210-4-HR11-HAG51CP005 | 2000258508 | 213HAG51CP005 | 213HAG51PDSL05 | HP CIRC.PUMP DIS/SUC.DIFF.PR.SWITCH | RMI | GISW-CN | C | X | 202028366 |  | 000002619775 |  | ERP-DLGN-EAA | 2013-03-05 | 20
HR11 | 2210-4-HR11-HAG51CP501 | 2000258516 | 213HAG51CP501 | 213HAG51PDI01 | HP CIRC.PUMP SUC.STR.DIFF.PR.INDICATOR | RMI | GIIN-PR | C | X | 202028366 |  | 000002619779 |  | ERP-MM-DC1 | 2011-12-17 | 20
HR11 | 2210-4-HR11-HAG51CP502 | 2000258524 | 213HAG51CP502 | 213HAG51CP502 | HP CIRC.PUMP SUC.PRESSURE INDICATOR | RMI | GIIN-PR | C | X | 202028366 |  | 000002619793 |  | ERP-MM-DC1 | 2011-12-17 | 20
HR11 | 2210-4-HR11-HAG51CP503 | 2000258532 | 213HAG51CP503 | 213HAG51CP503 | HP CIRC.PUMP DIS.PRESSURE INDICATOR | RMI | GIIN-PR | C | X | 202028366 |  | 000002619797 |  | ERP-MM-DC1 | 2011-12-17 | 20
HR11 | 2210-4-HR11-HAG51CT000 | 2000258540 | 213HAG51CT000 | 213HAG51CT000 | TEMP ELEMENT | RMI | GIEL-TE | C | X | 202028366 |  | 000002619811 |  | ERP-MM-DC1 | 2011-12-17 | 20
HR11 | 2210-4-HR11-HAG51CT001 | 2000258548 | 213HAG51CT001 | 213HAG51TE01 | HP CIRC.PUMP TEMEPERATURE ELEMENT | RMI | GIEL-TE | C | X | 202028366 |  | 000002619815 |  | ERP-MM-DC1 | 2011-12-17 | 20
HR11 | 2210-4-HR11-HAG51CT002 | 2000258556 | 213HAG51CT002 | 213HAG51TE02 | HP CIRC.PUMP TEMEPERATURE ELEMENT | RMI | GIEL-TE | C | X | 202028366 |  | 000002619819 |  | ERP-MM-DC1 | 2011-12-17 | 20
HR11 | 2210-4-HR11-HAG51CT003 | 2000258564 | 213HAG51CT003 | 213HAG51TE03 | HP CIRC.PUMP TEMEPERATURE ELEMENT | RMI | GIEL-TE | C | X | 202028366 |  | 000002619833 |  | ERP-MM-DC1 | 2011-12-17 | 20
HR11 | 2210-4-HR11-HAG52AA000 | 2000258572 | 213HAG52AA000 | 213HAG52AA000 | LIMIT SWITCH | RMI | GISW-LM | C | X | 202028366 |  | 000002619837 |  | ERP-MM-DC1 | 2011-12-17 | 20
HR11 | 2210-4-HR11-HAG52AA001 | 2000258580 | 213HAG52AA001 | 213HAG52AA001 | HP CIRC.PUMP-B SUC.STRAINER INLET VALVE | RMM | GMVLVE | C | X | 202028366 |  | 000002619851 |  | ERP-MM-DC1 | 2011-12-17 | 20
HR11 | 2210-4-HR11-HAG52AA002 | 2000258588 | 213HAG52AA002 | 213HAG52AA002 | HP CIRC.PUMP-B DISCH.CHECK VALVE/SWING | RMM | GMVLVE | C | X | 202028366 |  | 000002619855 |  | ERP-MM-DC1 | 2011-12-17 | 20
HR11 | 2210-4-HR11-HAG52AA003 | 2000258596 | 213HAG52AA003 | 213HAG52AA003 | HP CIRC.PUMP-B DISCHARGE VALVE | RMM | GMVLVE | C | X | 202028366 |  | 000002619859 |  | ERP-MM-DC1 | 2011-12-17 | 20
HR11 | 2210-4-HR11-HAG52AA301 | 2000258604 | 213HAG52AA301 | 213HAG52AA301 | HP CIRC.PUMP SUC.STRAINER PDI ISOL.VALVE | RMM | GMVLVE | B | X | 202028366 |  | 000002619873 |  | ERP-MM-DC1 | 2011-12-17 | 20
HR11 | 2210-4-HR11-HAG52AA302 | 2000258612 | 213HAG52AA302 | 213HAG52AA302 | HP CIRC.PUMP SUC.STRAINER PDI ISOL.VALVE | RMM | GMVLVE | B | X | 202028366 |  | 000002619877 |  | ERP-MM-DC1 | 2011-12-17 | 20
HR11 | 2210-4-HR11-HAG52AA303 | 2000258620 | 213HAG52AA303 | 213HAG52AA303 | HP CIRC.PUMP SUC.STRAINER PDI ISOL.VALVE | RMM | GMVLVE | B | X | 202028366 |  | 000002619891 |  | ERP-MM-DC1 | 2011-12-17 | 20
HR11 | 2210-4-HR11-HAG52AA304 | 2000258628 | 213HAG52AA304 | 213HAG52AA304 | HP CIRC.PUMP SUC.STRAINER PDI ISOL.VALVE | RMM | GMVLVE | B | X | 202028366 |  | 000002619895 |  | ERP-MM-DC1 | 2011-12-17 | 20
HR11 | 2210-4-HR11-HAG52AA305 | 2000258636 | 213HAG52AA305 | 213HAG52AA305 | HP CIRC.PUMP SUC.PR.INDICATOR ISOL.VALVE | RMM | GMVLVE | B | X | 202028366 |  | 000002619899 |  | ERP-MM-DC1 | 2011-12-17 | 20
HR11 | 2210-4-HR11-HAG52AA306 | 2000258644 | 213HAG52AA306 | 213HAG52AA306 | HP CIRC.PUMP SUC.PR.INDICATOR ISOL.VALVE | RMM | GMVLVE | B | X | 202028366 |  | 000002619913 |  | ERP-MM-DC1 | 2011-12-17 | 20
HR11 | 2210-4-HR11-HAG52AA307 | 2000258652 | 213HAG52AA307 | 213HAG52AA307 | HP CIRC.PUMP DIS.PR.INDICATOR ISOL.VALVE | RMM | GMVLVE | B | X | 202028366 |  | 000002619917 |  | ERP-MM-DC1 | 2011-12-17 | 20
HR11 | 2210-4-HR11-HAG52AA308 | 2000258660 | 213HAG52AA308 | 213HAG52AA308 | HP CIRC.PUMP DIS.PR.INDICATOR ISOL.VALVE | RMM | GMVLVE | B | X | 202028366 |  | 000002619931 |  | ERP-MM-DC1 | 2011-12-17 | 20
HR11 | 2210-4-HR11-HAG52AA309 | 2000258668 | 213HAG52AA309 | 213HAG52AA309 | HP CIRC.PUMP DIS/SUC PDS ISOL.VALVE | RMM | GMVLVE | C | X | 202028366 |  | 000002619935 |  | ERP-MM-DC1 | 2011-12-17 | 20
HR11 | 2210-4-HR11-HAG52AA310 | 2000258676 | 213HAG52AA310 | 213HAG52AA310 | HP CIRC.PUMP DIS/SUC PDS ISOL.VALVE | RMM | GMVLVE | C | X | 202028366 |  | 000002619939 |  | ERP-MM-DC1 | 2011-12-17 | 20
HR11 | 2210-4-HR11-HAG52AA311 | 2000258684 | 213HAG52AA311 | 213HAG52AA311 | HP CIRC.PUMP DIS/SUC PDS ISOL.VALVE | RMM | GMVLVE | C | X | 202028366 |  | 000002619953 |  | ERP-MM-DC1 | 2011-12-17 | 20
HR11 | 2210-4-HR11-HAG52AA312 | 2000258692 | 213HAG52AA312 | 213HAG52AA312 | HP CIRC.PUMP DIS/SUC PDS ISOL.VALVE | RMM | GMVLVE | C | X | 202028366 |  | 000002619957 |  | ERP-MM-DC1 | 2011-12-17 | 20
HR11 | 2210-4-HR11-HAG52AA401 | 2000258700 | 213HAG52AA401 | 213HAG52AA401 | HP CIRC.PUMP SUC.FILTER DRAIN VALVE | RMM | GMVLVE | C | X | 202028366 |  | 000002619971 |  | ERP-MM-DC1 | 2011-12-17 | 20
HR11 | 2210-4-HR11-HAG52AA402 | 2000258708 | 213HAG52AA402 | 213HAG52AA402 | HP CIRC.PUMP SUC.FILTER DRAIN VALVE | RMM | GMVLVE | C | X | 202028366 |  | 000002619975 |  | ERP-MM-DC1 | 2011-12-17 | 20
HR11 | 2210-4-HR11-HAG52AA403 | 2000258716 | 213HAG52AA403 | 213HAG52AA403 | HP CIRC.PUMP-B DRAIN VALVE | RMM | GMVLVE | B | X | 202028366 |  | 000002619979 |  | ERP-MM-DC1 | 2011-12-17 | 20
HR11 | 2210-4-HR11-HAG52AA404 | 2000258724 | 213HAG52AA404 | 213HAG52AA404 | HP CIRC.PUMP-B DRAIN VALVE | RMM | GMVLVE | B | X | 202028366 |  | 000002619993 |  | ERP-MM-DC1 | 2011-12-17 | 20
HR11 | 2210-4-HR11-HAG52AA405 | 2000258732 | 213HAG52AA405 | 213HAG52AA405 | HP CIRC.PUMP-B DISCH.DRAIN VALVE | RMM | GMVLVE | B | X | 202028366 |  | 000002619997 |  | ERP-MM-DC1 | 2011-12-17 | 20
HR11 | 2210-4-HR11-HAG52AA406 | 2000258740 | 213HAG52AA406 | 213HAG52AA406 | HP CIRC.PUMP-B DISCH.DRAIN VALVE | RMM | GMVLVE | B | X | 202028366 |  | 000002620011 |  | ERP-MM-DC1 | 2011-12-17 | 20
HR11 | 2210-4-HR11-HAG52AA407 | 2000258748 | 213HAG52AA407 | 213HAG52AA407 | HP CIRC.PUMP-B DISCH.DRAIN VALVE | RMM | GMVLVE | B | X | 202028366 |  | 000002620015 |  | ERP-MM-DC1 | 2011-12-17 | 20
HR11 | 2210-4-HR11-HAG52AA408 | 2000258756 | 213HAG52AA408 | 213HAG52AA408 | HP CIRC.PUMP-B DISCH.DRAIN VALVE | RMM | GMVLVE | B | X | 202028366 |  | 000002620019 |  | ERP-MM-DC1 | 2011-12-17 | 20
HR11 | 2210-4-HR11-HAG52AA409 | 2000258764 | 213HAG52AA409 | 213HAG52AA409 | HP CIRC.PUMP-B SUC.DRAIN VALVE | RMM | GMVLVE | B | X | 202028366 |  | 000002620033 |  | ERP-MM-DC1 | 2011-12-17 | 20
HR11 | 2210-4-HR11-HAG52AA410 | 2000258772 | 213HAG52AA410 | 213HAG52AA410 | HP CIRC.PUMP-B SUC.DRAIN VALVE | RMM | GMVLVE | B | X | 202028366 |  | 000002620037 |  | ERP-MM-DC1 | 2011-12-17 | 20
HR11 | 2210-4-HR11-HAG52AP001 | 2000258780 | 213HAG52AP001 | 213HAG52AP001 | HP HRSG CIRCULATING PUMP-B | RMM | GMPUMP | B | X | 202028366 |  | 000002620051 |  | ERP-MM-DC1 | 2011-12-17 | 20
HR11 | 2210-4-HR11-HAG52AP001-M01 | 2000258788 | 213HAG52AP001-M01 | 213HAG52AP001M1 | HP HRSG CIRC PUMP-B MOTOR | RME | GEMOTR | B | X | 202028366 |  | 000002620055 |  | ERP-MM-DC1 | 2011-12-17 | 20
HR11 | 2210-4-HR11-HAG52AP001KC01 | 2000258796 | 213HAG52AP001KC01 | 213HAG52AP001A | HP HRSG PUMP-B MOTOR HEATER | RME | GEHTR | B | X | 202028366 |  | 000002620059 |  | ERP-MM-DC1 | 2011-12-17 | 20
HR11 | 2210-4-HR11-HAG52AT001 | 2000258804 | 213HAG52AT001 | 213HAG52AT001 | HP CIRC.PUMP-B SUCTION STRAINER | RMM | GMSTRN | B | X | 202028366 |  | 000002620073 |  | ERP-MM-DC1 | 2011-12-17 | 20
HR11 | 2210-4-HR11-HAG52CP000 | 2000258812 | 213HAG52CP000 | 213HAG52CP000 | PRESSURE TRANSMITTER | RMI | GIXM-DP | C | X | 202028366 |  | 000002620077 |  | ERP-MM-DC1 | 2011-12-17 | 20
HR11 | 2210-4-HR11-HAG52CP005 | 2000258820 | 213HAG52CP005 | 213HAG52PDSL05 | HP CIRC.PUMP DIS/SUC.DIFF.PR.SWITCH | RMI | GISW-CN | C | X | 202028366 |  | 000002620091 |  | ERP-DLGN-EAA | 2013-03-05 | 20
HR11 | 2210-4-HR11-HAG52CP501 | 2000258828 | 213HAG52CP501 | 213HAG52PDI01 | HP CIRC.PUMP SUC.STR.DIFF.PR.INDICATOR | RMI | GIIN-PR | C | X | 202028366 |  | 000002620095 |  | ERP-MM-DC1 | 2011-12-17 | 20
HR11 | 2210-4-HR11-HAG52CP502 | 2000258836 | 213HAG52CP502 | 213HAG52CP502 | HP CIRC.PUMP SUC.PRESSURE INDICATOR | RMI | GIIN-PR | C | X | 202028366 |  | 000002620099 |  | ERP-MM-DC1 | 2011-12-17 | 20
HR11 | 2210-4-HR11-HAG52CP503 | 2000258844 | 213HAG52CP503 | 213HAG52CP503 | HP CIRC.PUMP DIS.PRESSURE INDICATOR | RMI | GIIN-PR | C | X | 202028366 |  | 000002620113 |  | ERP-MM-DC1 | 2011-12-17 | 20
HR11 | 2210-4-HR11-HAG52CT000 | 2000258852 | 213HAG52CT000 | 213HAG52CT000 | TEMP ELEMENT | RMI | GIEL-TE | C | X | 202028366 |  | 000002620117 |  | ERP-MM-DC1 | 2011-12-17 | 20
HR11 | 2210-4-HR11-HAG52CT001 | 2000258860 | 213HAG52CT001 | 213HAG52TE01 | HP CIRC.PUMP TEMPERATURE ELEMENT | RMI | GIEL-TE | C | X | 202028366 |  | 000002620131 |  | ERP-MM-DC1 | 2011-12-17 | 20
HR11 | 2210-4-HR11-HAG52CT002 | 2000258868 | 213HAG52CT002 | 213HAG52TE02 | HP CIRC.PUMP TEMPERATURE ELEMENT | RMI | GIEL-TE | C | X | 202028366 |  | 000002620135 |  | ERP-MM-DC1 | 2011-12-17 | 20
HR11 | 2210-4-HR11-HAG52CT003 | 2000258876 | 213HAG52CT003 | 213HAG52TE03 | HP CIRC.PUMP TEMPERATURE ELEMENT | RMI | GIEL-TE | C | X | 202028366 |  | 000002620139 |  | ERP-MM-DC1 | 2011-12-17 | 20
HR11 | 2210-4-HR11-HAG60AA301 | 2000258884 | 213HAG60AA301 | 213HAG60AA301 | HP CIRC. PUMPS DIS. PDT ISOL. VALVE | RMM | GMVLVE | C | X | 202028366 |  | 000002620153 |  | ERP-MM-DC1 | 2011-12-17 | 20
HR11 | 2210-4-HR11-HAG60AA302 | 2000258892 | 213HAG60AA302 | 213HAG60AA302 | HP CIRC. PUMPS DIS. PDT ISOL. VALVE | RMM | GMVLVE | C | X | 202028366 |  | 000002620157 |  | ERP-MM-DC1 | 2011-12-17 | 20
HR11 | 2210-4-HR11-HAG60AA303 | 2000258900 | 213HAG60AA303 | 213HAG60AA303 | HP CIRC. PUMPS DIS. PDT ISOL. VALVE | RMM | GMVLVE | C | X | 202028366 |  | 000002620171 |  | ERP-MM-DC1 | 2011-12-17 | 20
HR11 | 2210-4-HR11-HAG60AA304 | 2000258908 | 213HAG60AA304 | 213HAG60AA304 | HP CIRC. PUMPS DIS. PDT ISOL. VALVE | RMM | GMVLVE | C | X | 202028366 |  | 000002620175 |  | ERP-MM-DC1 | 2011-12-17 | 20
HR11 | 2210-4-HR11-HAG60AA305 | 2000258916 | 213HAG60AA305 | 213HAG60AA305 | HP CIRC.PUMPS DIS.FLOW SWITCH ISOL.VALVE | RMM | GMVLVE | C | X | 202028366 |  | 000002620179 |  | ERP-MM-DC1 | 2011-12-17 | 20
HR11 | 2210-4-HR11-HAG60AA306 | 2000258924 | 213HAG60AA306 | 213HAG60AA306 | HP CIRC.PUMPS DIS.FLOW SWITCH ISOL.VALVE | RMM | GMVLVE | C | X | 202028366 |  | 000002620193 |  | ERP-MM-DC1 | 2011-12-17 | 20
HR11 | 2210-4-HR11-HAG60CF000 | 2000258932 | 213HAG60CF000 | 213HAG60CF000 | FLOW SWITCHES | RMI | GISW-FLW | C | X | 202028366 |  | 000002620197 |  | ERP-MM-DC1 | 2011-12-17 | 20
HR11 | 2210-4-HR11-HAG60CF001 | 2000258940 | 213HAG60CF001 | 213HAG60CF001 | HP CIRC.PUMP DIS.FLOW SWITCH | RMI | GISW-FLW | C | X | 202028366 |  | 000002620211 |  | ERP-MM-DC1 | 2011-12-17 | 20
HR11 | 2210-4-HR11-HAG60CP001 | 2000258948 | 213HAG60CP001 | 213HAG60CP001 | HP CIRC.PUMP DIS/SUC DIFF.PR.TRANSMITTER | RMI | GIXM-DP | C | X | 202028366 |  | 000002620215 |  | ERP-MM-DC1 | 2011-12-17 | 20
HR11 | 2210-4-HR11-HAG60CT001 | 2000258956 | 213HAG60CT001 | 213HAG60CT001 | HP CIRC.PUMP DIS.TEMPERATURE ELEMENT | RMI | GIEL-TE | C | X | 202028366 |  | 000002620219 |  | ERP-MM-DC1 | 2011-12-17 | 20
HR11 | 2210-4-HR11-HAH50AA401 | 2000258964 | 213HAH50AA401 | 213HAH50AA401 | HP SUPERHEATER DRAIN VALVE/Y-TYPE | RMM | GMVLVE | B | X | 202028366 |  | 000002620233 |  | ERP-MM-DC1 | 2011-12-17 | 20
HR11 | 2210-4-HR11-HAH50AA402 | 2000258972 | 213HAH50AA402 | 213HAH50AA402 | HP SUPERHEATER DRAIN VALVE/Y-TYPE | RMM | GMVLVE | B | X | 202028366 |  | 000002620237 |  | ERP-MM-DC1 | 2011-12-17 | 20
HR11 | 2210-4-HR11-HAH50AA501 | 2000258980 | 213HAH50AA501 | 213HAH50AA501 | HP SATURATED STEAM VENT VALVE | RMM | GMVLVE | B | X | 202028366 |  | 000002620251 |  | ERP-MM-DC1 | 2011-12-17 | 20
HR11 | 2210-4-HR11-HAH50AA502 | 2000258988 | 213HAH50AA502 | 213HAH50AA502 | HP DRUM VENT VALVE | RMM | GMVLVE | B | X | 202028366 |  | 000002620255 |  | ERP-MM-DC1 | 2011-12-17 | 20
HR11 | 2210-4-HR11-HAH50AA503 | 2000258996 | 213HAH50AA503 | 213HAH50AA503 | HP SUPERHEATER VENT VALVE | RMM | GMVLVE | B | X | 202028366 |  | 000002620259 |  | ERP-MM-DC1 | 2011-12-17 | 20
HR11 | 2210-4-HR11-HAH50AA504 | 2000259004 | 213HAH50AA504 | 213HAH50AA504 | HP SUPERHEATER VENT VALVE | RMM | GMVLVE | B | X | 202028366 |  | 000002620273 |  | ERP-MM-DC1 | 2011-12-17 | 20
HR11 | 2210-4-HR11-HAH50AA601 | 2000259012 | 213HAH50AA601 | 213HAH50AA601 | HP SATURATED STEAM SAMPLING ISOL. VALVE | RMM | GMVLVE | B | X | 202028366 |  | 000002620277 |  | ERP-MM-DC1 | 2011-12-17 | 20
HR11 | 2210-4-HR11-HAH50AA602 | 2000259020 | 213HAH50AA602 | 213HAH50AA602 | HP SATURATED STEAM SAMPLING ISOL. VALVE | RMM | GMVLVE | B | X | 202028366 |  | 000002620291 |  | ERP-MM-DC1 | 2011-12-17 | 20
HR11 | 2210-4-HR11-HAH50AA603 | 2000259028 | 213HAH50AA603 | 213HAH50AA603 | HP ST. DRUM NITROGENE CHECK VALVE/PISTON | RMM | GMVLVE | B | X | 202028366 |  | 000002620295 |  | ERP-MM-DC1 | 2011-12-17 | 20
HR11 | 2210-4-HR11-HAH50AA604 | 2000259036 | 213HAH50AA604 | 213HAH50AA604 | HP ST DRUM NITROGENE ISOL. VALVE | RMM | GMVLVE | B | X | 202028366 |  | 000002620299 |  | ERP-MM-DC1 | 2011-12-17 | 20
HR11 | 2210-4-HR11-HAH50AA605 | 2000259044 | 213HAH50AA605 | 213HAH50AA605 | HP ST. DRUM NITROGENE ISOL. VALVE | RMM | GMVLVE | B | X | 202028366 |  | 000002620313 |  | ERP-MM-DC1 | 2011-12-17 | 20
HR11 | 2210-4-HR11-HAH50AC001 | 2000259052 | 213HAH50AC001 | 213HAH50AC001 | HP SUPERHEATER | RMM | GMSUPR | C | X | 202028366 |  | 000002620317 |  | ERP-MM-DC1 | 2011-12-17 | 20
HR11 | 2210-4-HR11-HAH50BR001 | 2000259060 | 213HAH50BR001 | 213HAH50BR001 | HP ST.DRUM TO SUPERHEATER PIPING | RMM | GMPIPE | C | X | 202028366 |  | 000002620331 |  | ERP-MM-DC1 | 2011-12-17 | 20
HR11 | 2210-4-HR11-HAH50BR601 | 2000259068 | 213HAH50BR601 | 213HAH50BR601 | HP STEAM PIPING FOR SAMPLING SYSTEM | RMM | GMPIPE | B | X | 202028366 |  | 000002620335 |  | ERP-MM-DC1 | 2011-12-17 | 20
HR11 | 2210-4-HR11-HAH50BR602 | 2000259076 | 213HAH50BR602 | 213HAH50BR602 | NITROGEN TO HP ST. DRUM PIPING | RMM | GMPIPE | B | X | 202028366 |  | 000002620339 |  | ERP-MM-DC1 | 2011-12-17 | 20
HR11 | 2210-4-HR11-HAH50CT001 | 2000259084 | 213HAH50CT001 | 213HAH50CT001 | HP SUPERHEATER TEMPERATURE ELEMENT | RMI | GIEL-TE | C | X | 202028366 |  | 000002620353 |  | ERP-MM-DC1 | 2011-12-17 | 20
HR11 | 2210-4-HR11-HAH50CT002 | 2000259092 | 213HAH50CT002 | 213HAH50CT002 | HP SUPERHEATER TEMPERATURE ELEMENT | RMI | GIEL-TE | C | X | 202028366 |  | 000002620357 |  | ERP-MM-DC1 | 2011-12-17 | 20
HR11 | 2210-4-HR11-HAH50CT401 | 2000259100 | 213HAH50CT401 | 213HAH50CT401 | HP SATURATED STEAM TEMPERATURE TESTPOINT | RMI | GITHRW | C | X | 202028366 |  | 000002620371 |  | ERP-MM-DC1 | 2011-12-17 | 20
HR11 | 2210-4-HR11-HBA00CP000 | 2000259108 | 213HBA00CP000 | 213HBA00PT | FLUE GAS PRESSURE TRANSMITTERS - GROUP | RMI | GIXM-DP | C | X | 202028366 |  | 000002620375 |  | ERP-MM-DC1 | 2011-12-17 | 20
HR11 | 2210-4-HR11-HBK10AA301 | 2000259116 | 213HBK10AA301 | 213HBK10AA301 | HRSG HP SUP.HTR.EXH.GAS PT ISOL. VALVE | RMM | GMVLVE | C | X | 202028366 |  | 000002620379 |  | ERP-MM-DC1 | 2011-12-17 | 20
HR11 | 2210-4-HR11-HBK10AA302 | 2000259124 | 213HBK10AA302 | 213HBK10AA302 | HRSG HP SUP.HTR.EXH.GAS PT ISOL.VALVE | RMM | GMVLVE | C | X | 202028366 |  | 000002620393 |  | ERP-MM-DC1 | 2011-12-17 | 20
HR11 | 2210-4-HR11-HBK10AA303 | 2000259132 | 213HBK10AA303 | 213HBK10AA303 | HRSG HP.EVAPR.EXH.GAS PT ISOL. VALVE | RMM | GMVLVE | C | X | 202028366 |  | 000002620397 |  | ERP-MM-DC1 | 2011-12-17 | 20
HR11 | 2210-4-HR11-HBK10AA304 | 2000259140 | 213HBK10AA304 | 213HBK10AA304 | HRSG HP.EVAPR.EXH.GAS PT. ISOL. VALVE | RMM | GMVLVE | C | X | 202028366 |  | 000002620411 |  | ERP-MM-DC1 | 2011-12-17 | 20
HR11 | 2210-4-HR11-HBK10AA305 | 2000259148 | 213HBK10AA305 | 213HBK10AA305 | HRSG HP ECONOMSR.EXH.GAS PT.ISOL.VALVE | RMM | GMVLVE | C | X | 202028366 |  | 000002620415 |  | ERP-MM-DC1 | 2011-12-17 | 20
HR11 | 2210-4-HR11-HBK10AA306 | 2000259156 | 213HBK10AA306 | 213HBK10AA306 | HRSG HP ECONOMSR.EXH.GAS PT.ISOL. VALVE | RMM | GMVLVE | C | X | 202028366 |  | 000002620419 |  | ERP-MM-DC1 | 2011-12-17 | 20
HR11 | 2210-4-HR11-HBK10AA307 | 2000259164 | 213HBK10AA307 | 213HBK10AA307 | HRSG LP EVAPR.EXH. GAS PT. ISOL. VALVE | RMM | GMVLVE | C | X | 202028366 |  | 000002620433 |  | ERP-MM-DC1 | 2011-12-17 | 20
HR11 | 2210-4-HR11-HBK10AA308 | 2000259172 | 213HBK10AA308 | 213HBK10AA308 | HRSG LP EVAPR.EXH. GAS PT. ISOL. VALVE | RMM | GMVLVE | C | X | 202028366 |  | 000002620437 |  | ERP-MM-DC1 | 2011-12-17 | 20
HR11 | 2210-4-HR11-HBK10AA309 | 2000259180 | 213HBK10AA309 | 213HBK10AA309 | HRSG OUTLET DUCT EXH. GAS PT. ISOL.VALVE | RMM | GMVLVE | C | X | 202028366 |  | 000002620451 |  | ERP-MM-DC1 | 2011-12-17 | 20
HR11 | 2210-4-HR11-HBK10AA310 | 2000259188 | 213HBK10AA310 | 213HBK10AA310 | HRSG OUTLET DUCT EXH. GAS PT. ISOL.VALVE | RMM | GMVLVE | C | X | 202028366 |  | 000002620455 |  | ERP-MM-DC1 | 2011-12-17 | 20
HR11 | 2210-4-HR11-HBK10BR001 | 2000259196 | 213HBK10BR001 | 213HBK10BR001 | BOILER CASING | RMM | GMBO-CO | C | X | 202028366 |  | 000002620459 |  | ERP-MM-DC1 | 2011-12-17 | 20
HR11 | 2210-4-HR11-HBK10CP001 | 2000259204 | 213HBK10CP001 | 213HBK10CP001 | HRSG HP SUP.HTR.EXH.GAS PRESS.TRANSMITER | RMI | GIXM-DP | C | X | 202028366 |  | 000002620473 |  | ERP-MM-DC1 | 2011-12-17 | 20
HR11 | 2210-4-HR11-HBK10CP002 | 2000259212 | 213HBK10CP002 | 213HBK10CP002 | HRSG HP EVAPR.EXH.GAS PRESS.TRANSMITTER | RMI | GIXM-DP | C | X | 202028366 |  | 000002620477 |  | ERP-MM-DC1 | 2011-12-17 | 20
HR11 | 2210-4-HR11-HBK10CP003 | 2000259220 | 213HBK10CP003 | 213HBK10CP003 | HRSG HP ECON.EXH.GAS PRESS.TRANSMITTER | RMI | GIXM-DP | C | X | 202028366 |  | 000002620491 |  | ERP-MM-DC1 | 2011-12-17 | 20
HR11 | 2210-4-HR11-HBK10CP004 | 2000259228 | 213HBK10CP004 | 213HBK10CP004 | HRSG LP EVAPR.EXH. GAS PRESS.TRANSMITTER | RMI | GIXM-DP | C | X | 202028366 |  | 000002620495 |  | ERP-MM-DC1 | 2011-12-17 | 20
HR11 | 2210-4-HR11-HBK10CP005 | 2000259236 | 213HBK10CP005 | 213HBK10CP005 | HRSG O/L DUCT EXH. GAS PRESS.TRANSMITTER | RMI | GIXM-DP | C | X | 202028366 |  | 000002620499 |  | ERP-MM-DC1 | 2011-12-17 | 20
HR11 | 2210-4-HR11-HBK10CT001 | 2000259244 | 213HBK10CT001 | 213HBK10CT001 | HRSG HP SUP.HTR.EXH.GAS TEMP. ELEMENT | RMI | GIEL-TE | C | X | 202028366 |  | 000002620513 |  | ERP-MM-DC1 | 2011-12-17 | 20
HR11 | 2210-4-HR11-HBK10CT004 | 2000259252 | 213HBK10CT004 | 213HBK10CT004 | HRSG O/L DUCT EXH.GS TEMP. ELEMENT | RMI | GIEL-TE | C | X | 202028366 |  | 000002620517 |  | ERP-MM-DC1 | 2011-12-17 | 20
HR11 | 2210-4-HR11-HBK10CT401 | 2000259260 | 213HBK10CT401 | 213HBK10CT401 | HRSG HP SUP.HTR.EXH.GAS TEMP. TEST POINT | RMI | GITHRW | C | X | 202028366 |  | 000002620531 |  | ERP-MM-DC1 | 2011-12-17 | 20
HR11 | 2210-4-HR11-HBK10CT402 | 2000259268 | 213HBK10CT402 | 213HBK10CT402 | HRSG HP SUP.HTR.EXH.GAS TEMP.TEST POINT | RMI | GITHRW | C | X | 202028366 |  | 000002620535 |  | ERP-MM-DC1 | 2011-12-17 | 20
HR11 | 2210-4-HR11-HBK10CT403 | 2000259276 | 213HBK10CT403 | 213HBK10CT403 | HRSG HP EVAPR.EXH.GAS TEMP.TEST POINT | RMI | GITHRW | C | X | 202028366 |  | 000002620539 |  | ERP-MM-DC1 | 2011-12-17 | 20
HR11 | 2210-4-HR11-HBK10CT404 | 2000259284 | 213HBK10CT404 | 213HBK10CT404 | HRSG HP EVAPR.EXH.GAS TEMP.TEST POINT | RMI | GITHRW | C | X | 202028366 |  | 000002620553 |  | ERP-MM-DC1 | 2011-12-17 | 20
HR11 | 2210-4-HR11-HBK10CT405 | 2000259292 | 213HBK10CT405 | 213HBK10CT405 | HRSG HP ECON. EXH. GAS TEMP.TEST POINT | RMI | GITHRW | C | X | 202028366 |  | 000002620557 |  | ERP-MM-DC1 | 2011-12-17 | 20
HR11 | 2210-4-HR11-HBK10CT406 | 2000259300 | 213HBK10CT406 | 213HBK10CT406 | HRSG HP ECON.EXH. GAS TEMP.TEST POINT | RMI | GITHRW | C | X | 202028366 |  | 000002620571 |  | ERP-MM-DC1 | 2011-12-17 | 20
HR11 | 2210-4-HR11-HBK10CT407 | 2000259308 | 213HBK10CT407 | 213HBK10CT407 | HRSG LP EVAPR.EXH.GAS TEMP.TEST POINT | RMI | GITHRW | C | X | 202028366 |  | 000002620575 |  | ERP-MM-DC1 | 2011-12-17 | 20
HR11 | 2210-4-HR11-HBK10CT408 | 2000259316 | 213HBK10CT408 | 213HBK10CT408 | HRSG LP EVAPR.EXH.GAS TEMP.TEST POINT | RMI | GITHRW | C | X | 202028366 |  | 000002620579 |  | ERP-MM-DC1 | 2011-12-17 | 20
HR11 | 2210-4-HR11-HBK10CT409 | 2000259324 | 213HBK10CT409 | 213HBK10CT409 | HRSG O/L DUCT EXH.GAS TEMP.TEST POINT | RMI | GITHRW | C | X | 202028366 |  | 000002620593 |  | ERP-MM-DC1 | 2011-12-17 | 20
HR11 | 2210-4-HR11-HBK10CT410 | 2000259332 | 213HBK10CT410 | 213HBK10CT410 | HRSG O/L DUCT EXH.GAS TEMP.TEST POINT | RMI | GITHRW | C | X | 202028366 |  | 000002620597 |  | ERP-MM-DC1 | 2011-12-17 | 20
HR11 | 2210-4-HR11-HBK10CT411 | 2000259340 | 213HBK10CT411 | 213HBK10CT411 | HRSG EXH.GAS SKIN TEMP.TEST POINT | RMI | GITHRW | C | X | 202028366 |  | 000002620611 |  | ERP-MM-DC1 | 2011-12-17 | 20
HR11 | 2210-4-HR11-HBK10CT412 | 2000259348 | 213HBK10CT412 | 213HBK10CT412 | HRSG EXH.GAS SKIN TEMP.TEST POINT | RMI | GITHRW | C | X | 202028366 |  | 000002620615 |  | ERP-MM-DC1 | 2011-12-17 | 20
HR11 | 2210-4-HR11-HCA11AA001 | 2000259356 | 213HCA11AA001 | 213HCA11AA001 | SOOTBLOWER SEAL AIR FAN-A DISCHARGE V/V | RMM | GMVLVE | B | X | 202028366 |  | 000002620619 |  | ERP-MM-DC1 | 2011-12-17 | 20
HR11 | 2210-4-HR11-HCA11AA002 | 2000259364 | 213HCA11AA002 | 213HCA11AA002 | SOOTBLOWER SEAL AIR FAN-A DISC.CHECK V/V | RMM | GMVLVE | C | X | 202028366 |  | 000002620633 |  | ERP-MM-DC1 | 2011-12-17 | 20
HR11 | 2210-4-HR11-HCA11AN001 | 2000259372 | 213HCA11AN001 | 213HCA11AN001 | SOOT BLOWER SEALING AIR FAN-A | RMM | GMFAN | B | X | 202028366 |  | 000002620637 |  | ERP-MM-DC1 | 2011-12-17 | 20
HR11 | 2210-4-HR11-HCA11AN001-M01 | 2000259380 | 213HCA11AN001-M01 | 213HCA11AN001M1 | SOOTBLOWER SEALING AIR FAN A - MOTOR | RME | GEMOTR | B | X | 202028366 |  | 000002620651 |  | ERP-MM-DC1 | 2011-12-17 | 20
HR11 | 2210-4-HR11-HCA12AA001 | 2000259388 | 213HCA12AA001 | 213HCA12AA001 | SOOTBLOWER SEAL AIR FAN-B DISCHARGE V/V | RMM | GMVLVE | B | X | 202028366 |  | 000002620655 |  | ERP-MM-DC1 | 2011-12-17 | 20
HR11 | 2210-4-HR11-HCA12AA002 | 2000259396 | 213HCA12AA002 | 213HCA12AA002 | SOOTBLOWER SEAL AIR FAN-B DISC.CHECK V/V | RMM | GMVLVE | C | X | 202028366 |  | 000002620659 |  | ERP-MM-DC1 | 2011-12-17 | 20
HR11 | 2210-4-HR11-HCA12AN001 | 2000259404 | 213HCA12AN001 | 213HCA12AN001 | SOOTBLOWER SEALING AIR FAN-B | RMM | GMFAN | B | X | 202028366 |  | 000002620673 |  | ERP-MM-DC1 | 2011-12-17 | 20
HR11 | 2210-4-HR11-HCA12AN001-M01 | 2000259412 | 213HCA12AN001-M01 | 213HCA12AN001M1 | SOOTBLOWER SEALING AIR FAN B- MOTOR | RME | GEMOTR | B | X | 202028366 |  | 000002620677 |  | ERP-MM-DC1 | 2011-12-17 | 20
HR11 | 2210-4-HR11-HCA20AA301 | 2000259420 | 213HCA20AA301 | 213HCA20AA301 | S.BLOWER SEAL AIR FAN DISC.PS ISOL.VALVE | RMM | GMVLVE | C | X | 202028366 |  | 000002620691 |  | ERP-MM-DC1 | 2011-12-17 | 20
HR11 | 2210-4-HR11-HCA20AA302 | 2000259428 | 213HCA20AA302 | 213HCA20AA302 | S.BLOWER SEAL AIR FAN DISC.PS ISOL.VALVE | RMM | GMVLVE | C | X | 202028366 |  | 000002620695 |  | ERP-MM-DC1 | 2011-12-17 | 20
HR11 | 2210-4-HR11-HCA20AA303 | 2000259436 | 213HCA20AA303 | 213HCA20AA303 | S.BLOWER SEAL AIR FAN DISC.PI ISOL.VALVE | RMM | GMVLVE | C | X | 202028366 |  | 000002620699 |  | ERP-MM-DC1 | 2011-12-17 | 20
HR11 | 2210-4-HR11-HCA20AA304 | 2000259444 | 213HCA20AA304 | 213HCA20AA304 | S.BLOWER SEAL AIR FAN DISC.PI ISOL.VALVE | RMM | GMVLVE | C | X | 202028366 |  | 000002620713 |  | ERP-MM-DC1 | 2011-12-17 | 20
HR11 | 2210-4-HR11-HCA20CP001 | 2000259452 | 213HCA20CP001 | 213HCA20CP001 | SOOTBLWR.SEAL AIR FAN DISC.PRESS.SWITCH | RMI | GISW-CN | C | X | 202028366 |  | 000002620717 |  | ERP-DLGN-EAA | 2013-03-05 | 20
HR11 | 2210-4-HR11-HCA20CP501 | 2000259460 | 213HCA20CP501 | 213HCA20CP501 | S.BLWR.SEAL AIR FAN DISC.PRESS.INDICATOR | RMI | GISW-CN | C | X | 202028366 |  | 000002620731 |  | ERP-DLGN-EAA | 2013-03-05 | 20
HR11 | 2210-4-HR11-HCA21AA001 | 2000259468 | 213HCA21AA001 | 213HCA21AA001 | SOOTBLOWER SEAL AIR INLET ISOL. VALVE | RMM | GMVLVE | B | X | 202028366 |  | 000002620735 |  | ERP-MM-DC1 | 2011-12-17 | 20
HR11 | 2210-4-HR11-HCA21AA002 | 2000259476 | 213HCA21AA002 | 213HCA21AA002 | SOOTBLOWER-2 SEAL AIR INLET ISOL. VALVE | RMM | GMVLVE | B | X | 202028366 |  | 000002620739 |  | ERP-MM-DC1 | 2011-12-17 | 20
HR11 | 2210-4-HR11-HCA22AA001 | 2000259484 | 213HCA22AA001 | 213HCA22AA001 | SOOTBLOWER-3 SEAL AIR INLET ISOL. VALVE | RMM | GMVLVE | B | X | 202028366 |  | 000002620753 |  | ERP-MM-DC1 | 2011-12-17 | 20
HR11 | 2210-4-HR11-HCA22AA002 | 2000259492 | 213HCA22AA002 | 213HCA22AA002 | SOOTBLOWER-4 SEAL AIR INLET ISOL. VALVE | RMM | GMVLVE | B | X | 202028366 |  | 000002620757 |  | ERP-MM-DC1 | 2011-12-17 | 20
HR11 | 2210-4-HR11-HCA23AA001 | 2000259500 | 213HCA23AA001 | 213HCA23AA001 | SOOTBLOWER-5 SEAL AIR INLET ISOL. VALVE | RMM | GMVLVE | B | X | 202028366 |  | 000002620771 |  | ERP-MM-DC1 | 2011-12-17 | 20
HR11 | 2210-4-HR11-HCA23AA002 | 2000259508 | 213HCA23AA002 | 213HCA23AA002 | SOOTBLOWER-6 SEAL AIR INLET ISOL. VALVE | RMM | GMVLVE | B | X | 202028366 |  | 000002620775 |  | ERP-MM-DC1 | 2011-12-17 | 20
HR11 | 2210-4-HR11-HCA24AA001 | 2000259516 | 213HCA24AA001 | 213HCA24AA001 | SOOTBLOWER-7 SEAL AIR INLET ISOL. VALVE | RMM | GMVLVE | B | X | 202028366 |  | 000002620779 |  | ERP-MM-DC1 | 2011-12-17 | 20
HR11 | 2210-4-HR11-HCA24AA002 | 2000259524 | 213HCA24AA002 | 213HCA24AA002 | SOOTBLOWER-8 SEAL AIR INLET ISOL. VALVE | RMM | GMVLVE | B | X | 202028366 |  | 000002620793 |  | ERP-MM-DC1 | 2011-12-17 | 20
HR11 | 2210-4-HR11-HCA25AA001 | 2000259532 | 213HCA25AA001 | 213HCA25AA001 | SOOTBLOWER-9 SEAL AIR INLET ISOL. VALVE | RMM | GMVLVE | B | X | 202028366 |  | 000002620797 |  | ERP-MM-DC1 | 2011-12-17 | 20
HR11 | 2210-4-HR11-HCA25AA002 | 2000259540 | 213HCA25AA002 | 213HCA25AA002 | SOOTBLOWER-10 SEAL AIR INLET ISOL. VALVE | RMM | GMVLVE | B | X | 202028366 |  | 000002620811 |  | ERP-MM-DC1 | 2011-12-17 | 20
HR11 | 2210-4-HR11-HCA26AA001 | 2000259548 | 213HCA26AA001 | 213HCA26AA001 | SOOTBLOWER-11 SEAL AIR INLET ISOL. VALVE | RMM | GMVLVE | B | X | 202028366 |  | 000002620815 |  | ERP-MM-DC1 | 2011-12-17 | 20
HR11 | 2210-4-HR11-HCA26AA002 | 2000259556 | 213HCA26AA002 | 213HCA26AA002 | SOOTBLOWER-12 SEAL AIR INLET ISOL. VALVE | RMM | GMVLVE | B | X | 202028366 |  | 000002620819 |  | ERP-MM-DC1 | 2011-12-17 | 20
HR11 | 2210-4-HR11-HCB00AT000 | 2000259564 | 213HCB00AT000 | 213HCB00AT000 | SOOTBLOWER 1 TO 12 (GROUP) | RMM | GMSBLW | C | X | 202028366 |  | 000002620833 |  | ERP-MM-DC1 | 2011-12-17 | 20
HR11 | 2210-4-HR11-HCB10 | 2000259572 | 213HCB10 | 213HCB10 | LOCAL INSTRUMENTS | RMI | GIXM-DP | C | X | 202028366 |  | 000002620837 |  | ERP-MM-DC1 | 2011-12-17 | 20
HR11 | 2210-4-HR11-HCB10AA001 | 2000259580 | 213HCB10AA001 | 213HCB10HV01 | SOOTBLOWER AUX. STEAM SHUTOFF VALVE | RMM | GMVL-MO | B | X | 202028366 |  | 000002620851 |  | ERP-MM-DC1 | 2011-12-17 | 20
HR11 | 2210-4-HR11-HCB10AA002 | 2000259588 | 213HCB10AA002 | 213HCB10HV02 | SOOTBLOWER AUX.STEAM DRAIN VALVE | RMM | GMVL-MO | B | X | 202028366 |  | 000002620855 |  | ERP-MM-DC1 | 2011-12-17 | 20
HR11 | 2210-4-HR11-HCB10AA003 | 2000259596 | 213HCB10AA003 | 213HCB10AA003 | SOOTBLOWER STEAM DRAIN TRAP INLET VALVE | RMM | GMVLVE | B | X | 202028366 |  | 000002620859 |  | ERP-MM-DC1 | 2011-12-17 | 20
HR11 | 2210-4-HR11-HCB10AA004 | 2000259604 | 213HCB10AA004 | 213HCB10AA004 | SOOTBLOWER STEAM DRAIN TRAP O/L VALVE | RMM | GMVLVE | B | X | 202028366 |  | 000002620873 |  | ERP-MM-DC1 | 2011-12-17 | 20
HR11 | 2210-4-HR11-HCB10AA301 | 2000259612 | 213HCB10AA301 | 213HCB10AA301 | SOOTBLOWER STEAM I/L PI ISOL. VALVE | RMM | GMVLVE | C | X | 202028366 |  | 000002620877 |  | ERP-MM-DC1 | 2011-12-17 | 20
HR11 | 2210-4-HR11-HCB10AA302 | 2000259620 | 213HCB10AA302 | 213HCB10AA302 | SOOTBLOWER STEAM I/L PI ISOL. VALVE | RMM | GMVLVE | C | X | 202028366 |  | 000002620891 |  | ERP-MM-DC1 | 2011-12-17 | 20
HR11 | 2210-4-HR11-HCB10AA303 | 2000259628 | 213HCB10AA303 | 213HCB10AA303 | SOOTBLOWER STEAM DRAIN PI ISOL. VALVE | RMM | GMVLVE | B | X | 202028366 |  | 000002620895 |  | ERP-MM-DC1 | 2011-12-17 | 20
HR11 | 2210-4-HR11-HCB10AA304 | 2000259636 | 213HCB10AA304 | 213HCB10AA304 | SOOTBLOWER STEAM DRAIN PI ISOL. VALVE | RMM | GMVLVE | B | X | 202028366 |  | 000002620899 |  | ERP-MM-DC1 | 2011-12-17 | 20
HR11 | 2210-4-HR11-HCB10AA305 | 2000259644 | 213HCB10AA305 | 213HCB10AA305 | SOOTBLOWER STEAM DRAIN PT ISOL. VALVE | RMM | GMVLVE | B | X | 202028366 |  | 000002620913 |  | ERP-MM-DC1 | 2011-12-17 | 20
HR11 | 2210-4-HR11-HCB10AA306 | 2000259652 | 213HCB10AA306 | 213HCB10AA306 | SOOTBLOWER STEAM DRAIN PT ISOL. VALVE | RMM | GMVLVE | B | X | 202028366 |  | 000002620917 |  | ERP-MM-DC1 | 2011-12-17 | 20
HR11 | 2210-4-HR11-HCB10AT001 | 2000259660 | 213HCB10AT001 | 213HCB10AT001 | SOOTBLOWER STEAM DRAIN STEAM TRAP | RMM | GMTRAP | B | X | 202028366 |  | 000002620931 |  | ERP-MM-DC1 | 2011-12-17 | 20
HR11 | 2210-4-HR11-HCB10CP001 | 2000259668 | 213HCB10CP001 | 213HCB10CP001 | S.BLWR.AUX.STEAM DRAIN PRESS.TRANSMITTER | RMI | GIXM-DP | C | X | 202028366 |  | 000002620935 |  | ERP-MM-DC1 | 2011-12-17 | 20
HR11 | 2210-4-HR11-HCB10CP501 | 2000259676 | 213HCB10CP501 | 213HCB10CP501 | AUX.STEAM TO SOOTBLOWERS PRESS.INDICATOR | RMI | GIIN-PR | C | X | 202028366 |  | 000002620939 |  | ERP-MM-DC1 | 2011-12-17 | 20
HR11 | 2210-4-HR11-HCB10CP502 | 2000259684 | 213HCB10CP502 | 213HCB10CP502 | S.BLWR.AUX.STEAM DRAIN PRESS. INDICATOR | RMI | GIIN-PR | C | X | 202028366 |  | 000002620953 |  | ERP-MM-DC1 | 2011-12-17 | 20
HR11 | 2210-4-HR11-HCB10CT001 | 2000259692 | 213HCB10CT001 | 213HCB10CT001 | SOOTBLOWER STEAM DRAIN TEMP. ELEMENT | RMI | GIEL-TE | C | X | 202028366 |  | 000002620957 |  | ERP-MM-DC1 | 2011-12-17 | 20
HR11 | 2210-4-HR11-HCB10CT501 | 2000259700 | 213HCB10CT501 | 213HCB10CT501 | SOOTBLOWER STEAM I/L TEMP. INDICATOR | RMI | GIIN-TE | C | X | 202028366 |  | 000002620971 |  | ERP-MM-DC1 | 2011-12-17 | 20
HR11 | 2210-4-HR11-HCB10GH200 | 2000259708 | 213HCB10GH200 | 213HCB10GH200 | CONTROL PANEL-SOOTBLOWER | RME | GEPANL | B | X | 202028366 |  | 000002620975 |  | ERP-MM-DC1 | 2011-12-17 | 20
HR11 | 2210-4-HR11-HCB10GH300 | 2000259716 | 213HCB10GH300 | 213HCB10GH300 | SOOTBLOWER CONTACTOR PANEL | RME | GEPANL | B | X | 202028366 |  | 000002620979 |  | ERP-MM-DC1 | 2011-12-17 | 20
HR11 | 2210-4-HR11-HCB11AA001 | 2000259723 | 213HCB11AA001 | 213HCB11AA001 | SOOTBLOWER STEAM INLET ISOL. VALVE | RMM | GMVLVE | B | X | 202028366 |  | 000002620992 |  | ERP-MM-DC1 | 2011-12-17 | 20
HR11 | 2210-4-HR11-HCB11AA002 | 2000259731 | 213HCB11AA002 | 213HCB11AA002 | SOOTBLOWER-2 STEAM INLET ISOL. VALVE | RMM | GMVLVE | B | X | 202028366 |  | 000002620996 |  | ERP-MM-DC1 | 2011-12-17 | 20
HR11 | 2210-4-HR11-HCB11AT001 | 2000259739 | 213HCB11AT001 | 213HCB11AT001 | SOOTBLOWER-1 | RMM | GMSBLW | B | X | 202028366 |  | 000002621000 |  | ERP-MM-DC1 | 2011-12-17 | 20
HR11 | 2210-4-HR11-HCB11AT001-M01 | 2000259747 | 213HCB11AT001-M01 | 213HCB11AT001M1 | SOOTBLOWER-1 MOTOR | RME | GEMOTR | B | X | 202028366 |  | 000002621014 |  | ERP-MM-DC1 | 2011-12-17 | 20
HR11 | 2210-4-HR11-HCB11AT002 | 2000259755 | 213HCB11AT002 | 213HCB11AT002 | SOOTBLOWER-2 | RMM | GMSBLW | B | X | 202028366 |  | 000002621018 |  | ERP-MM-DC1 | 2011-12-17 | 20
HR11 | 2210-4-HR11-HCB11AT002-M01 | 2000259763 | 213HCB11AT002-M01 | 213HCB11AT002M1 | SOOTBLOWER-2 MOTOR | RME | GEMOTR | B | X | 202028366 |  | 000002621032 |  | ERP-MM-DC1 | 2011-12-17 | 20
HR11 | 2210-4-HR11-HCB11CG011 | 2000259771 | 213HCB11CG011 | 213HCB11CG011 | SOOTBLOWER-1 POSITION SWITCH | RMI | GISW-LM | B | X | 202028366 |  | 000002621036 |  | ERP-MM-DC1 | 2011-12-17 | 20
HR11 | 2210-4-HR11-HCB11CG012 | 2000259779 | 213HCB11CG012 | 213HCB11CG012 | SOOTBLOWER-1 POSITION SWITCH | RMI | GISW-LM | B | X | 202028366 |  | 000002621040 |  | ERP-MM-DC1 | 2011-12-17 | 20
HR11 | 2210-4-HR11-HCB11CG021 | 2000259787 | 213HCB11CG021 | 213HCB11CG021 | SOOTBLOWER-2 POSITION SWITCH | RMI | GISW-LM | B | X | 202028366 |  | 000002621054 |  | ERP-MM-DC1 | 2011-12-17 | 20
HR11 | 2210-4-HR11-HCB11CG022 | 2000259795 | 213HCB11CG022 | 213HCB11CG022 | SOOTBLOWER-2 POSITION SWITCH | RMI | GISW-LM | B | X | 202028366 |  | 000002621058 |  | ERP-MM-DC1 | 2011-12-17 | 20
HR11 | 2210-4-HR11-HCB12AA001 | 2000259803 | 213HCB12AA001 | 213HCB12AA001 | SOOTBLOWER-3 STEAM INLET ISOL. VALVE | RMM | GMVLVE | B | X | 202028366 |  | 000002621072 |  | ERP-MM-DC1 | 2011-12-17 | 20
HR11 | 2210-4-HR11-HCB12AA002 | 2000259811 | 213HCB12AA002 | 213HCB12AA002 | SOOTBLOWER-4 STEAM INLET ISOL. VALVE | RMM | GMVLVE | B | X | 202028366 |  | 000002621076 |  | ERP-MM-DC1 | 2011-12-17 | 20
HR11 | 2210-4-HR11-HCB12AT001 | 2000259819 | 213HCB12AT001 | 213HCB12AT001 | SOOTBLOWER-3 | RMM | GMSBLW | B | X | 202028366 |  | 000002621080 |  | ERP-MM-DC1 | 2011-12-17 | 20
HR11 | 2210-4-HR11-HCB12AT001-M01 | 2000259827 | 213HCB12AT001-M01 | 213HCB12AT001M1 | SOOTBLOWER-3 MOTOR | RME | GEMOTR | B | X | 202028366 |  | 000002621094 |  | ERP-MM-DC1 | 2011-12-17 | 20
HR11 | 2210-4-HR11-HCB12AT002 | 2000259835 | 213HCB12AT002 | 213HCB12AT002 | SOOTBLOWER-4 | RMM | GMSBLW | B | X | 202028366 |  | 000002621098 |  | ERP-MM-DC1 | 2011-12-17 | 20
HR11 | 2210-4-HR11-HCB12AT002-M01 | 2000259843 | 213HCB12AT002-M01 | 213HCB12AT002M1 | SOOTBLOWER-4 MOTOR | RME | GEMOTR | B | X | 202028366 |  | 000002621112 |  | ERP-MM-DC1 | 2011-12-17 | 20
HR11 | 2210-4-HR11-HCB12CG011 | 2000259851 | 213HCB12CG011 | 213HCB12CG011 | SOOTBLOWER-3 POSITION SWITCH | RMI | GISW-LM | B | X | 202028366 |  | 000002621116 |  | ERP-MM-DC1 | 2011-12-17 | 20
HR11 | 2210-4-HR11-HCB12CG012 | 2000259859 | 213HCB12CG012 | 213HCB12CG012 | SOOTBLOWER-3 POSITION SWITCH | RMI | GISW-LM | B | X | 202028366 |  | 000002621120 |  | ERP-MM-DC1 | 2011-12-17 | 20
HR11 | 2210-4-HR11-HCB12CG021 | 2000259867 | 213HCB12CG021 | 213HCB12CG021 | SOOTBLOWER-4 POSITION SWITCH | RMI | GISW-LM | B | X | 202028366 |  | 000002621134 |  | ERP-MM-DC1 | 2011-12-17 | 20
HR11 | 2210-4-HR11-HCB12CG022 | 2000259875 | 213HCB12CG022 | 213HCB12CG022 | SOOTBLOWER-4 POSITION SWITCH | RMI | GISW-LM | B | X | 202028366 |  | 000002621138 |  | ERP-MM-DC1 | 2011-12-17 | 20
HR11 | 2210-4-HR11-HCB13AA001 | 2000259883 | 213HCB13AA001 | 213HCB13AA001 | SOOTBLOWER-5 STEAM INLET ISOL. VALVE | RMM | GMVLVE | B | X | 202028366 |  | 000002621152 |  | ERP-MM-DC1 | 2011-12-17 | 20
HR11 | 2210-4-HR11-HCB13AA002 | 2000259891 | 213HCB13AA002 | 213HCB13AA002 | SOOTBLOWER-6 STEAM INLET ISOL. VALVE | RMM | GMVLVE | B | X | 202028366 |  | 000002621156 |  | ERP-MM-DC1 | 2011-12-17 | 20
HR11 | 2210-4-HR11-HCB13AT001 | 2000259899 | 213HCB13AT001 | 213HCB13AT001 | SOOTBLOWER-5 | RMM | GMSBLW | B | X | 202028366 |  | 000002621160 |  | ERP-MM-DC1 | 2011-12-17 | 20
HR11 | 2210-4-HR11-HCB13AT001-M01 | 2000259907 | 213HCB13AT001-M01 | 213MCB13AT001M1 | SOOTBLOWER-5 MOTOR | RME | GEMOTR | B | X | 202028366 |  | 000002621174 |  | ERP-MM-DC1 | 2011-12-17 | 20
HR11 | 2210-4-HR11-HCB13AT002 | 2000259915 | 213HCB13AT002 | 213HCB13AT002 | SOOTBLOWER-6 | RMM | GMSBLW | B | X | 202028366 |  | 000002621178 |  | ERP-MM-DC1 | 2011-12-17 | 20
HR11 | 2210-4-HR11-HCB13AT002-M01 | 2000259923 | 213HCB13AT002-M01 | 213HCB13AT002M1 | SOOTBLOWER-6 MOTOR | RME | GEMOTR | B | X | 202028366 |  | 000002621192 |  | ERP-MM-DC1 | 2011-12-17 | 20
HR11 | 2210-4-HR11-HCB13CG011 | 2000259931 | 213HCB13CG011 | 213HCB13CG011 | SOOTBLOWER-5 POSITION SWITCH | RMI | GISW-LM | B | X | 202028366 |  | 000002621196 |  | ERP-MM-DC1 | 2011-12-17 | 20
HR11 | 2210-4-HR11-HCB13CG012 | 2000259939 | 213HCB13CG012 | 213HCB13CG012 | SOOTBLOWER-5 POSITION SWITCH | RMI | GISW-LM | B | X | 202028366 |  | 000002621200 |  | ERP-MM-DC1 | 2011-12-17 | 20
HR11 | 2210-4-HR11-HCB13CG021 | 2000259947 | 213HCB13CG021 | 213HCB13CG021 | SOOTBLOWER-6 POSITION SWITCH | RMI | GISW-LM | B | X | 202028366 |  | 000002621214 |  | ERP-MM-DC1 | 2011-12-17 | 20
HR11 | 2210-4-HR11-HCB13CG022 | 2000259955 | 213HCB13CG022 | 213HCB13CG022 | SOOTBLOWER-6 POSITION SWITCH | RMI | GISW-LM | B | X | 202028366 |  | 000002621218 |  | ERP-MM-DC1 | 2011-12-17 | 20
HR11 | 2210-4-HR11-HCB14AA001 | 2000259963 | 213HCB14AA001 | 213HCB14AA001 | SOOTBLOWER-7 STEAM INLET ISOL. VALVE | RMM | GMVLVE | B | X | 202028366 |  | 000002621232 |  | ERP-MM-DC1 | 2011-12-17 | 20
HR11 | 2210-4-HR11-HCB14AA002 | 2000259971 | 213HCB14AA002 | 213HCB14AA002 | SOOTBLOWER-8 INLET ISOL. VALVE | RMM | GMVLVE | B | X | 202028366 |  | 000002621236 |  | ERP-MM-DC1 | 2011-12-17 | 20
HR11 | 2210-4-HR11-HCB14AT001 | 2000259979 | 213HCB14AT001 | 213HCB14AT001 | SOOTBLOWER-7 | RMM | GMSBLW | B | X | 202028366 |  | 000002621240 |  | ERP-MM-DC1 | 2011-12-17 | 20
HR11 | 2210-4-HR11-HCB14AT001-M01 | 2000259987 | 213HCB14AT001-M01 | 213HCB14AT001M1 | SOOTBLOWER-7 MOTOR | RME | GEMOTR | B | X | 202028366 |  | 000002621254 |  | ERP-MM-DC1 | 2011-12-17 | 20
HR11 | 2210-4-HR11-HCB14AT002 | 2000259995 | 213HCB14AT002 | 213HCB14AT002 | SOOTBLOWER-8 | RMM | GMSBLW | B | X | 202028366 |  | 000002621258 |  | ERP-MM-DC1 | 2011-12-17 | 20
HR11 | 2210-4-HR11-HCB14AT002-M01 | 2000260003 | 213HCB14AT002-M01 | 213HCB14AT002M1 | SOOTBLOWER-8 MOTOR | RME | GEMOTR | B | X | 202028366 |  | 000002621272 |  | ERP-MM-DC1 | 2011-12-17 | 20
HR11 | 2210-4-HR11-HCB14CG011 | 2000260011 | 213HCB14CG011 | 213HCB14CG011 | SOOTBLOWER-7 POSITION SWITCH | RMI | GISW-LM | B | X | 202028366 |  | 000002621276 |  | ERP-MM-DC1 | 2011-12-17 | 20
HR11 | 2210-4-HR11-HCB14CG012 | 2000260019 | 213HCB14CG012 | 213HCB14CG012 | SOOTBLOWER-7 POSITION SWITCH | RMI | GISW-LM | B | X | 202028366 |  | 000002621280 |  | ERP-MM-DC1 | 2011-12-17 | 20
HR11 | 2210-4-HR11-HCB14CG021 | 2000260027 | 213HCB14CG021 | 213HCB14CG021 | SOOTBLOWER-8 POSITION SWITCH | RMI | GISW-LM | B | X | 202028366 |  | 000002621294 |  | ERP-MM-DC1 | 2011-12-17 | 20
HR11 | 2210-4-HR11-HCB14CG022 | 2000260035 | 213HCB14CG022 | 213HCB14CG022 | SOOTBLOWER-8 POSITION SWITCH | RMI | GISW-LM | B | X | 202028366 |  | 000002621298 |  | ERP-MM-DC1 | 2011-12-17 | 20
HR11 | 2210-4-HR11-HCB15AA001 | 2000260044 | 213HCB15AA001 | 213HCB15AA001 | SOOTBLOWER-9 STEAM INLET ISOL. VALVE | RMM | GMVLVE | B | X | 202028366 |  | 000002621313 |  | ERP-MM-DC1 | 2011-12-17 | 20
HR11 | 2210-4-HR11-HCB15AA002 | 2000260052 | 213HCB15AA002 | 213HCB15AA002 | SOOTBLOWER-10 STEAM INLET ISOL. VALVE | RMM | GMVLVE | B | X | 202028366 |  | 000002621317 |  | ERP-MM-DC1 | 2011-12-17 | 20
HR11 | 2210-4-HR11-HCB15AT001 | 2000260060 | 213HCB15AT001 | 213HCB15AT001 | SOOTBLOWER-9 | RMM | GMSBLW | B | X | 202028366 |  | 000002621331 |  | ERP-MM-DC1 | 2011-12-17 | 20
HR11 | 2210-4-HR11-HCB15AT001-M01 | 2000260068 | 213HCB15AT001-M01 | 213HCB15AT001M1 | SOOTBLOWER-9 MOTOR | RME | GEMOTR | B | X | 202028366 |  | 000002621335 |  | ERP-MM-DC1 | 2011-12-17 | 20
HR11 | 2210-4-HR11-HCB15AT002 | 2000260076 | 213HCB15AT002 | 213HCB15AT002 | SOOTBLOWER-10 | RMM | GMSBLW | B | X | 202028366 |  | 000002621339 |  | ERP-MM-DC1 | 2011-12-17 | 20
HR11 | 2210-4-HR11-HCB15AT002-M01 | 2000260084 | 213HCB15AT002-M01 | 213HCB15AT002M1 | SOOTBLOWER-10 MOTOR | RME | GEMOTR | B | X | 202028366 |  | 000002621353 |  | ERP-MM-DC1 | 2011-12-17 | 20
HR11 | 2210-4-HR11-HCB15CG011 | 2000260092 | 213HCB15CG011 | 213HCB15CG011 | SOOTBLOWER-9 POSITION SWITCH | RMI | GISW-LM | B | X | 202028366 |  | 000002621357 |  | ERP-MM-DC1 | 2011-12-17 | 20
HR11 | 2210-4-HR11-HCB15CG012 | 2000260100 | 213HCB15CG012 | 213HCB15CG012 | SOOTBLOWER-9 POSITION SWITCH | RMI | GISW-LM | B | X | 202028366 |  | 000002621371 |  | ERP-MM-DC1 | 2011-12-17 | 20
HR11 | 2210-4-HR11-HCB15CG021 | 2000260108 | 213HCB15CG021 | 213HCB15CG021 | SOOTBLOWER-10 POSITION SWITCH | RMI | GISW-LM | B | X | 202028366 |  | 000002621375 |  | ERP-MM-DC1 | 2011-12-17 | 20
HR11 | 2210-4-HR11-HCB15CG022 | 2000260116 | 213HCB15CG022 | 213HCB15CG022 | SOOTBLOWER-10 POSITION SWITCH | RMI | GISW-LM | B | X | 202028366 |  | 000002621379 |  | ERP-MM-DC1 | 2011-12-17 | 20
HR11 | 2210-4-HR11-HCB16AA001 | 2000260124 | 213HCB16AA001 | 213HCB16AA001 | SOOTBLOWER-11 STEAM INLET ISOL. VALVE | RMM | GMVLVE | B | X | 202028366 |  | 000002621393 |  | ERP-MM-DC1 | 2011-12-17 | 20
HR11 | 2210-4-HR11-HCB16AA002 | 2000260132 | 213HCB16AA002 | 213HCB16AA002 | SOOTBLOWER-12 STEAM INLET ISOL. VALVE | RMM | GMVLVE | B | X | 202028366 |  | 000002621397 |  | ERP-MM-DC1 | 2011-12-17 | 20
HR11 | 2210-4-HR11-HCB16AT001 | 2000260140 | 213HCB16AT001 | 213HCB16AT001 | SOOTBLOWER-11 | RMM | GMSBLW | B | X | 202028366 |  | 000002621411 |  | ERP-MM-DC1 | 2011-12-17 | 20
HR11 | 2210-4-HR11-HCB16AT001-M01 | 2000260148 | 213HCB16AT001-M01 | 213HCB16AT001M1 | SOOTBLOWER-11 MOTOR | RME | GEMOTR | B | X | 202028366 |  | 000002621415 |  | ERP-MM-DC1 | 2011-12-17 | 20
HR11 | 2210-4-HR11-HCB16AT002 | 2000260156 | 213HCB16AT002 | 213HCB16AT002 | SOOTBLOWER-12 | RMM | GMSBLW | B | X | 202028366 |  | 000002621419 |  | ERP-MM-DC1 | 2011-12-17 | 20
HR11 | 2210-4-HR11-HCB16AT002-M01 | 2000260164 | 213HCB16AT002-M01 | 213HCB16AT002M1 | SOOTBLOWER-12 MOTOR | RME | GEMOTR | B | X | 202028366 |  | 000002621433 |  | ERP-MM-DC1 | 2011-12-17 | 20
HR11 | 2210-4-HR11-HCB16CG011 | 2000260172 | 213HCB16CG011 | 213HCB16CG011 | SOOTBLOWER-11 POSITION SWITCH | RMI | GISW-LM | B | X | 202028366 |  | 000002621437 |  | ERP-MM-DC1 | 2011-12-17 | 20
HR11 | 2210-4-HR11-HCB16CG012 | 2000260180 | 213HCB16CG012 | 213HCB16CG012 | SOOTBLOWER-11 POSITION SWITCH | RMI | GISW-LM | B | X | 202028366 |  | 000002621451 |  | ERP-MM-DC1 | 2011-12-17 | 20
HR11 | 2210-4-HR11-HCB16CG021 | 2000260188 | 213HCB16CG021 | 213HCB16CG021 | SOOTBLOWER-12 POSITION SWITCH | RMI | GISW-LM | B | X | 202028366 |  | 000002621455 |  | ERP-MM-DC1 | 2011-12-17 | 20
HR11 | 2210-4-HR11-HCB16CG022 | 2000260196 | 213HCB16CG022 | 213HCB16CG022 | SOOTBLOWER-12 POSITION SWITCH | RMI | GISW-LM | B | X | 202028366 |  | 000002621459 |  | ERP-MM-DC1 | 2011-12-17 | 20
HR11 | 2210-4-HR11-HCC11AA001 | 2000260204 | 213HCC11AA001 | 213HCC11AA001 | SOOTBLOWER-1 WASH WATER INLET ISOL.VALVE | RMM | GMVLVE | B | X | 202028366 |  | 000002621473 |  | ERP-MM-DC1 | 2011-12-17 | 20
HR11 | 2210-4-HR11-HCC11AA002 | 2000260212 | 213HCC11AA002 | 213HCC11AA002 | SOOTBLOWER-2 WASH WATER I/L NON RET.V/V | RMM | GMVLVE | C | X | 202028366 |  | 000002621477 |  | ERP-MM-DC1 | 2011-12-17 | 20
HR11 | 2210-4-HR11-HCC12AA001 | 2000260220 | 213HCC12AA001 | 213HCC12AA001 | SOOTBLOWER-3 WASH WATER I/L NON.RET.V/V | RMM | GMVLVE | C | X | 202028366 |  | 000002621491 |  | ERP-MM-DC1 | 2011-12-17 | 20
HR11 | 2210-4-HR11-HCC12AA002 | 2000260228 | 213HCC12AA002 | 213HCCAA002 | SOOTBLOWER-4 WASH WATER I/L NON RET. V/V | RMM | GMVLVE | C | X | 202028366 |  | 000002621495 |  | ERP-MM-DC1 | 2011-12-17 | 20
HR11 | 2210-4-HR11-HCC13AA001 | 2000260236 | 213HCC13AA001 | 213HCC13AA001 | SOOTBLOWER-5 WASH WATER I/L NON RET.V/V | RMM | GMVLVE | C | X | 202028366 |  | 000002621499 |  | ERP-MM-DC1 | 2011-12-17 | 20
HR11 | 2210-4-HR11-HCC13AA002 | 2000260244 | 213HCC13AA002 | 213HCC13AA002 | SOOTBLOWER-6 WASH WATER I/L NON RET.V/V | RMM | GMVLVE | C | X | 202028366 |  | 000002621513 |  | ERP-MM-DC1 | 2011-12-17 | 20
HR11 | 2210-4-HR11-HCC14AA001 | 2000260252 | 213HCC14AA001 | 213HCC14AA001 | SOOTBLOWER-7 WASH WATER I/L NON RET. V/V | RMM | GMVLVE | C | X | 202028366 |  | 000002621517 |  | ERP-MM-DC1 | 2011-12-17 | 20
HR11 | 2210-4-HR11-HCC14AA002 | 2000260260 | 213HCC14AA002 | 213HCC14AA002 | SOOTBLOWER-8 WASH WATER I/L NON RET. V/V | RMM | GMVLVE | C | X | 202028366 |  | 000002621531 |  | ERP-MM-DC1 | 2011-12-17 | 20
HR11 | 2210-4-HR11-HCC15AA001 | 2000260268 | 213HCC15AA001 | 213HCC15AA001 | SOOTBLOWER-9 WASH WATER I/L NON RET. V/V | RMM | GMVLVE | C | X | 202028366 |  | 000002621535 |  | ERP-MM-DC1 | 2011-12-17 | 20
HR11 | 2210-4-HR11-HCC15AA002 | 2000260276 | 213HCC15AA002 | 213HCC15AA002 | SOOTBLOWER-10 WASH WATER I/L NON RET.V/V | RMM | GMVLVE | C | X | 202028366 |  | 000002621539 |  | ERP-MM-DC1 | 2011-12-17 | 20
HR11 | 2210-4-HR11-HCC16AA001 | 2000260284 | 213HCC16AA001 | 213HCC16AA001 | SOOTBLOWER-11 WASH WATER I/L NON RET.V/V | RMM | GMVLVE | C | X | 202028366 |  | 000002621553 |  | ERP-MM-DC1 | 2011-12-17 | 20
HR11 | 2210-4-HR11-HCC16AA002 | 2000260292 | 213HCC16AA002 | 213HCC16AA002 | SOOTBLOWER-12 WASH WATER I/L NON RET.V/V | RMM | GMVLVE | C | X | 202028366 |  | 000002621557 |  | ERP-MM-DC1 | 2011-12-17 | 20
HR11 | 2210-4-HR11-HCY10EM001 | 2000260300 | 213HCY10EM001 | 213HCY10EM001 | SOOTBLOWER CONTROL PANEL AND MIMIC | RME | GEPANL | B | X | 202028366 |  | 000002621571 |  | ERP-MM-DC1 | 2011-12-17 | 20
HR11 | 2210-4-HR11-HCY10GH001 | 2000260308 | 213HCY10GH001 | 213HCY10GH001 | SOOT BLOWER CONTACTOR PANEL | RME | GEPANL | B | X | 202028366 |  | 000002621575 |  | ERP-MM-DC1 | 2011-12-17 | 20
HR11 | 2210-4-HR11-HCY11GA001 | 2000260316 | 213HCY11GA001 | 213HCY11GA001 | BOTTOM SOTOBLOWER JUNCTION BOX, INSIDE | RME | GEBO-CN | C | X | 202028366 |  | 000002621579 |  | ERP-MM-DC1 | 2011-12-17 | 20
HR11 | 2210-4-HR11-HCY12GA001 | 2000260324 | 213HCY12GA001 | 213HCY12GA001 | TOP SOOTBLOWER JUNCTION BOX, OUTSIDE | RME | GEBO-CN | C | X | 202028366 |  | 000002621593 |  | ERP-MM-DC1 | 2011-12-17 | 20
HR11 | 2210-4-HR11-HNA10AB001 | 2000260332 | 213HNA10AB001 | 213HNA10AB001 | HRSG OUTLET DUCT EXPANSION JOINT | RMM | GMEXJT | C | X | 202028366 |  | 000002621597 |  | ERP-MM-DC1 | 2011-12-17 | 20
HR11 | 2210-4-HR11-HNA10AB002 | 2000260340 | 213HNA10AB002 | 213HNA10AB002 | HRSG INLET DUCT/ELBOW DUCT EXPAN. JOINT | RMM | GMEXJT | C | X | 202028366 |  | 000002621611 |  | ERP-MM-DC1 | 2011-12-17 | 20
HR11 | 2210-4-HR11-HNA10BR001 | 2000260347 | 213HNA10BR001 | 213HNA10BR001 | HRSG OUTLET DUCT (STACK SKIRT) | RMM | GMDUCT | C | X | 202028366 |  | 000002621614 |  | ERP-MM-DC1 | 2011-12-17 | 20
HR11 | 2210-4-HR11-HNA10BR002 | 2000260355 | 213HNA10BR002 | 213HNA10BR002 | HRSG ELBOW DUCT | RMM | GMDUCT | C | X | 202028366 |  | 000002621618 |  | ERP-MM-DC1 | 2011-12-17 | 20
HR11 | 2210-4-HR11-HNA10BS001 | 2000260363 | 213HNA10BS001 | 213HNA10BS001 | COLD EXHAUST GAS SILENCER | RMM | GMSLNR | C | X | 202028366 |  | 000002621632 |  | ERP-MM-DC1 | 2011-12-17 | 20
HR11 | 2210-4-HR11-HNE10BR001 | 2000260371 | 213HNE10BR001 | 213HNE10BR001 | HRSG OUTLET DUCT | RMM | GMDUCT | C | X | 202028366 |  | 000002621636 |  | ERP-MM-DC1 | 2011-12-17 | 20
HR11 | 2210-4-HR11-HNE10BS001 | 2000260379 | 213HNE10BS001 | 213HNE10BS001 | TEG SILENCER, MAIN STACK | RMM | GMSLNR | C | X | 202028366 |  | 000002621640 |  | ERP-MM-DC1 | 2011-12-17 | 20
HR11 | 2210-4-HR11-HNE20AB003 | 2000260387 | 213HNE20AB003 | 213HNE20AB003 | HRSG OUTLET DUCT EXPANSION JOINT | RMM | GMEXJT | C | X | 202028366 |  | 000002621654 |  | ERP-MM-DC1 | 2011-12-17 | 20
HR11 | 2210-4-HR11-HNE20BR001 | 2000260395 | 213HNE20BR001 | 213HNE20BR001 | MAIN STACK | RMM | GMCHMN | C | X | 202028366 |  | 000002621658 |  | ERP-MM-DC1 | 2011-12-17 | 20
HR11 | 2210-4-HR11-LAA10AA301 | 2000260403 | 213LAA10AA301 | 213LAA10AA301 | DEAERATOR PRESS.INDICATOR ISOL.VALVE | RMM | GMVLVE | C | X | 202028366 |  | 000002621672 |  | ERP-MM-DC1 | 2011-12-17 | 20
HR11 | 2210-4-HR11-LAA10AA302 | 2000260411 | 213LAA10AA302 | 213LAA10AA302 | DEAERATOR PRESS.INDICATOR ISOL.VALVE | RMM | GMVLVE | C | X | 202028366 |  | 000002621676 |  | ERP-MM-DC1 | 2011-12-17 | 20
HR11 | 2210-4-HR11-LAA10AA501 | 2000260419 | 213LAA10AA501 | 213LAA10AA501 | DEAERATOR VENT VALVE/T-TYPE | RMM | GMVLVE | B | X | 202028366 |  | 000002621680 |  | ERP-MM-DC1 | 2011-12-17 | 20
HR11 | 2210-4-HR11-LAA10AA502 | 2000260427 | 213LAA10AA502 | 213LAA10AA502 | DEAERATOR VENT VALVE/T-TYPE | RMM | GMVLVE | B | X | 202028366 |  | 000002621694 |  | ERP-MM-DC1 | 2011-12-17 | 20
HR11 | 2210-4-HR11-LAA10AA503 | 2000260435 | 213LAA10AA503 | 213LAA10AA503 | DEAERATOR VENT VALVE/MOTORISED | RMM | GMVL-MO | B | X | 202028366 |  | 000002621698 |  | ERP-MM-DC1 | 2011-12-17 | 20
HR11 | 2210-4-HR11-LAA10AA504 | 2000260443 | 213LAA10AA504 | 213LAA10AA504 | DEAERATOR VENT VALVE/MOTORISED | RMM | GMVL-MO | B | X | 202028366 |  | 000002621712 |  | ERP-MM-DC1 | 2011-12-17 | 20
HR11 | 2210-4-HR11-LAA10BB001 | 2000260451 | 213LAA10BB001 | 213LAA10BB001 | DEAERATOR | RMM | GMDEAR | C | X | 202028366 |  | 000002621716 |  | ERP-MM-DC1 | 2011-12-17 | 20
HR11 | 2210-4-HR11-LAA10BP001 | 2000260459 | 213LAA10BP001 | 213LAA10BP001 | DEAERATOR VENT FLOW LIMITER | RMM | GMFLWD | C | X | 202028366 |  | 000002621720 |  | ERP-MM-DC1 | 2011-12-17 | 20
HR11 | 2210-4-HR11-LAA10CP001 | 2000260467 | 213LAA10CP001 | 213LAA10PI01 | DEAERATOR PRESSURE INDICATOR | RMI | GIIN-PR | C | X | 202028366 |  | 000002621734 |  | ERP-MM-DC1 | 2011-12-17 | 20
HR11 | 2210-4-HR11-LAA10CT001 | 2000260475 | 213LAA10CT001 | 213LAA10TI01 | LP STEAM DRUM TEMPERATURE INDICATOR | RMI | GIIN-TE | C | X | 202028366 |  | 000002621738 |  | ERP-MM-DC1 | 2011-12-17 | 20
HR11 | 2210-4-HR11-LAA10CT501 | 2000260483 | 213LAA10CT501 | 213LAA10CT501 | DEAERATOR TEMPERATURE INDICATOR | RMI | GIIN-TE | C | X | 202028366 |  | 000002621752 |  | ERP-MM-DC1 | 2011-12-17 | 20
HR11 | 2210-4-HR11-LAB00 | 2000260491 | 213LAB00 | 213LAB00 | LOCAL INSTRUMENTS - GROUPED | RMI | GIELMT | C | X | 202028366 |  | 000002621756 |  | ERP-MM-DC1 | 2011-12-17 | 20
HR11 | 2210-4-HR11-LAB30AA000 | 2000260499 | 213LAB30AA000 | 213LAB30HV01 | LIMIT SWITCHES | RMI | GISW-LM | C | X | 202028366 |  | 000002621760 |  | ERP-MM-DC1 | 2011-12-17 | 20
HR11 | 2210-4-HR11-LAB30AA002 | 2000260507 | 213LAB30AA002 | 213LAB30HV02 | LIMIT SWITCHES | RMI | GISW-LM | C | X | 202028366 |  | 000002621774 |  | ERP-MM-DC1 | 2011-12-17 | 20
HR11 | 2210-4-HR11-LAB30AA004 | 2000260515 | 213LAB30AA004 | 213LAB30HV04 | BLR.FW.PUMP-A DISCH.VALVE AFT.FLOW ELEMT | RMM | GMVL-MO | B | X | 202028366 |  | 000002621778 |  | ERP-MM-DC1 | 2011-12-17 | 20
HR11 | 2210-4-HR11-LAB30AA006 | 2000260523 | 213LAB30AA006 | 213LAB30PV06 | BLR.FW.PUMP-A DISCH.PRESS.CONTROL VALVE | RMM | GMVL-BA | B | X | 202028366 |  | 000002621792 |  | ERP-MM-DC1 | 2011-12-17 | 20
HR11 | 2210-4-HR11-LAB30AA007 | 2000260531 | 213LAB30AA007 | 213LAB30FV07 | BLR.FW.PUMP-A DISCH.RECIRC.CONTROL VALVE | RMM | GMVL-BA | B | X | 202028366 |  | 000002621796 |  | ERP-MM-DC1 | 2011-12-17 | 20
HR11 | 2210-4-HR11-LAB30AA008 | 2000260539 | 213LAB30AA008 | 213LAB30FV08 | BLR.FW.PUMP-B DISCH.RECIRC.CONTROL VALVE | RMM | GMVL-BA | B | X | 202028366 |  | 000002621800 |  | ERP-MM-DC1 | 2011-12-17 | 20
HR11 | 2210-4-HR11-LAB30AA009 | 2000260547 | 213LAB30AA009 | 213LAB30HV09 | BLR.FW.PUMP-B DISCH.VALVE AFT.FLOW ELMT | RMM | GMVL-MO | B | X | 202028366 |  | 000002621814 |  | ERP-MM-DC1 | 2011-12-17 | 20
HR11 | 2210-4-HR11-LAB30AA010 | 2000260555 | 213LAB30AA010 | 213LAB30HV10 | BLR.FW.PUMP-A DISCH.V/V BYPASS VALVE | RMM | GMVL-MO | B | X | 202028366 |  | 000002621818 |  | ERP-MM-DC1 | 2011-12-17 | 20
HR11 | 2210-4-HR11-LAB30AA011 | 2000260563 | 213LAB30AA011 | 213LAB30HV11 | BLR.FW.PUMP-B DISCH.V/V BYPASS VALVE | RMM | GMVL-MO | B | X | 202028366 |  | 000002621832 |  | ERP-MM-DC1 | 2011-12-17 | 20
HR11 | 2210-4-HR11-LAB30AA012 | 2000260571 | 213LAB30AA012 | 213LAB30PV12 | BLR.FW.PUMP-B DISCH.PRESS.CONTROL VALVE | RMM | GMVL-BA | B | X | 202028366 |  | 000002621836 |  | ERP-MM-DC1 | 2011-12-17 | 20
HR11 | 2210-4-HR11-LAB30AA303 | 2000260579 | 213LAB30AA303 | 213LAB30PSV03 | HP FW.PUMP-A SUCTION SAFETY RELIEF VALVE | RMM | GMVL-RE | C | X | 202028366 |  | 000002621840 |  | ERP-MM-DC1 | 2011-12-17 | 20
HR11 | 2210-4-HR11-LAB30AA309 | 2000260587 | 213LAB30AA309 | 213LAB30PSV09 | HP FW.PUMP-B SUCTION SAFETY RELIEF VALVE | RMM | GMVL-RE | C | X | 202028366 |  | 000002621854 |  | ERP-MM-DC1 | 2011-12-17 | 20
HR11 | 2210-4-HR11-LAB30AT001 | 2000260595 | 213LAB30AT001 | 213LAB30AT001 | HP FEEDWATER PUMP-A I/L STRAINER | RMM | GMSTRN | C | X | 202028366 |  | 000002621858 |  | ERP-MM-DC1 | 2011-12-17 | 20
HR11 | 2210-4-HR11-LAB30AT002 | 2000260603 | 213LAB30AT002 | 213LAB30AT002 | HP FEEDWATER PUMP-B I/L STRAINER | RMM | GMSTRN | C | X | 202028366 |  | 000002621872 |  | ERP-MM-DC1 | 2011-12-17 | 20
HR11 | 2210-4-HR11-LAB30CF005 | 2000260611 | 213LAB30CF005 | 213LAB30FT05 | BLR.F.WATR.TO ECONOMISR.FLOW TRANSMITTER | RMI | GIXM-FC | C | X | 202028366 |  | 000002621876 |  | ERP-MM-DC1 | 2011-12-17 | 20
HR11 | 2210-4-HR11-LAB30CF007 | 2000260619 | 213LAB30CF007 | 213LAB30CF007 | HP FEEDWAT.PUMP-A DISCH.FLOW TRANSMITTER | RMI | GIXM-FC | C | X | 202028366 |  | 000002621880 |  | ERP-MM-DC1 | 2011-12-17 | 20
HR11 | 2210-4-HR11-LAB30CF008 | 2000260627 | 213LAB30CF008 | 213LAB30CF008 | HP FEEDWAT.PUMP-B DISCH.FLOW TRANSMITTER | RMI | GIXM-FC | C | X | 202028366 |  | 000002621894 |  | ERP-MM-DC1 | 2011-12-17 | 20
HR11 | 2210-4-HR11-LAB30CP000 | 2000260635 | 213LAB30CP000 | 213LAB30CP000 | PRESSURE INSTRUMENTS | RMI | GIXM-DP | C | X | 202028366 |  | 000002621898 |  | ERP-MM-DC1 | 2011-12-17 | 20
HR11 | 2210-4-HR11-LAB30CP001 | 2000260643 | 213LAB30CP001 | 213LAB30PDI01 | HP FW.PUMP-A SUCTN.STRAINER DP INDICATOR | RMI | GIIN-PR | C | X | 202028366 |  | 000002621912 |  | ERP-MM-DC1 | 2011-12-17 | 20
HR11 | 2210-4-HR11-LAB30CP002 | 2000260651 | 213LAB30CP002 | 213LAB30CP002 | PRESSURE INSTRUMENTS | RMI | GIXM-DP | C | X | 202028366 |  | 000002621916 |  | ERP-MM-DC1 | 2011-12-17 | 20
HR11 | 2210-4-HR11-LAB30CP004 | 2000260659 | 213LAB30CP004 | 213LAB30PI04 | HP FW. PUMP-A SUCTION PRESS.TRANSMITTER | RMI | GIXM-DP | C | X | 202028366 |  | 000002621920 |  | ERP-MM-DC1 | 2011-12-17 | 20
HR11 | 2210-4-HR11-LAB30CP005 | 2000260667 | 213LAB30CP005 | 213LAB30PI05 | HP FW. PUMP-A DISCH.PRESSURE TRANSMITTER | RMI | GIXM-DP | C | X | 202028366 |  | 000002621934 |  | ERP-MM-DC1 | 2011-12-17 | 20
HR11 | 2210-4-HR11-LAB30CP007 | 2000260675 | 213LAB30CP007 | 213LAB30PDI07 | HP FW.PUMP-B SUCTN.STRAINER DP INDICATOR | RMI | GIIN-PR | C | X | 202028366 |  | 000002621938 |  | ERP-MM-DC1 | 2011-12-17 | 20
HR11 | 2210-4-HR11-LAB30CP008 | 2000260683 | 213LAB30CP008 | 213LAB30PDAH08 | HP FW. PUMP-B SUCTION STRAINER DP SWITCH | RMI | GISW-CN | C | X | 202028366 |  | 000002621952 |  | ERP-DLGN-EAA | 2013-03-05 | 20
HR11 | 2210-4-HR11-LAB30CP010 | 2000260691 | 213LAB30CP010 | 213LAB30PI10 | HP FW. PUMP-B SUCTION PRESS.TRANSMITTER | RMI | GIXM-DP | C | X | 202028366 |  | 000002621956 |  | ERP-MM-DC1 | 2011-12-17 | 20
HR11 | 2210-4-HR11-LAB30CP011 | 2000260699 | 213LAB30CP011 | 213LAB30PI11 | HP FW. PUMP-B DISCH.PRESSURE TRANSMITTER | RMI | GIXM-DP | C | X | 202028366 |  | 000002621960 |  | ERP-MM-DC1 | 2011-12-17 | 20
HR11 | 2210-4-HR11-LAB30CP013 | 2000260707 | 213LAB30CP013 | 213LAB30PT13 | HP BFW.TO HP.STM.GEN.SYS.PRESS.TRANSMITR | RMI | GIXM-DP | C | X | 202028366 |  | 000002621974 |  | ERP-MM-DC1 | 2011-12-17 | 20
HR11 | 2210-4-HR11-LAB30CP014 | 2000260715 | 213LAB30CP014 | 213LAB30PSL14 | HP FW. PUMP-A DISCH.PRESSURE SWITCH | RMI | GISW-CN | C | X | 202028366 |  | 000002621978 |  | ERP-DLGN-EAA | 2013-03-05 | 20
HR11 | 2210-4-HR11-LAB30CP015 | 2000260723 | 213LAB30CP015 | 213LAB30PSL15 | HP FW. PUMP-B DISCH.PRESSURE SWITCH | RMI | GISW-CN | C | X | 202028366 |  | 000002621992 |  | ERP-DLGN-EAA | 2013-03-05 | 20
HR11 | 2210-4-HR11-LAB30CT001 | 2000260731 | 213LAB30CT001 | 213LAB30TE01 | LP DRUM TO BFW.PUMP I/L TEMP.ELEMENT | RMI | GIEL-TE | C | X | 202028366 |  | 000002621996 |  | ERP-MM-DC1 | 2011-12-17 | 20
HR11 | 2210-4-HR11-LAB31AA001 | 2000260739 | 213LAB31AA001 | 213LAB31AA001 | LP FEEDWATER TO DRUM CHECK VALVE/SWING | RMM | GMVLVE | C | X | 202028366 |  | 000002622000 |  | ERP-MM-DC1 | 2011-12-17 | 20
HR11 | 2210-4-HR11-LAB31AA002 | 2000260747 | 213LAB31AA002 | 213LAB31AA002 | LP FEEDWATER TO DRUM ISOL.VALVE | RMM | GMVLVE | C | X | 202028366 |  | 000002622014 |  | ERP-MM-DC1 | 2011-12-17 | 20
HR11 | 2210-4-HR11-LAB31AA003 | 2000260755 | 213LAB31AA003 | 213LAB31HVO1 | HP F.WAT.PUMP RECIRCULATION BLOCK VALVE1 | RMM | GMVLVE | B | X | 202028366 |  | 000002622018 |  | ERP-MM-DC1 | 2011-12-17 | 20
HR11 | 2210-4-HR11-LAB31AA004 | 2000260763 | 213LAB31AA004 | 213LAB31HVO2 | HP F.WAT.PUMP RECIRCULATION BLOCK VALVE2 | RMM | GMVLVE | B | X | 202028366 |  | 000002622032 |  | ERP-MM-DC1 | 2011-12-17 | 20
HR11 | 2210-4-HR11-LAB31BP001 | 2000260771 | 213LAB31BP001 | 213LAB31BP001 | FEEDWATER PMP TO LP ST.DRUM FLOW LIMITER | RMM | GMFLWD | C | X | 202028366 |  | 000002622036 |  | ERP-MM-DC1 | 2011-12-17 | 20
HR11 | 2210-4-HR11-LAB31BR001 | 2000260779 | 213LAB31BR001 | 213LAB31BR001 | FEEDWATER SUPPLY PIPING TO DEAERATOR | RMM | GMPIPE | C | X | 202028366 |  | 000002622040 |  | ERP-MM-DC1 | 2011-12-17 | 20
HR11 | 2210-4-HR11-LAB32AA001 | 2000260787 | 213LAB32AA001 | 213LAB32AA001 | LP FEEDWATER TO DRUM CHECK VALVE/SWING | RMM | GMVLVE | C | X | 202028366 |  | 000002622054 |  | ERP-MM-DC1 | 2011-12-17 | 20
HR11 | 2210-4-HR11-LAB32AA002 | 2000260795 | 213LAB32AA002 | 213LAB32AA002 | LP FEEDWATER TO DRUM ISOL.VALVE | RMM | GMVLVE | B | X | 202028366 |  | 000002622058 |  | ERP-MM-DC1 | 2011-12-17 | 20
HR11 | 2210-4-HR11-LAB32BP001 | 2000260803 | 213LAB32BP001 | 213LAB32BP001 | FEEDWATER PUMP TO LP ST.DRUM FLOW METER | RMM | GMFLWD | C | X | 202028366 |  | 000002622072 |  | ERP-MM-DC1 | 2011-12-17 | 20
HR11 | 2210-4-HR11-LAB50AA001 | 2000260811 | 213LAB50AA001 | 213LAB50AA001 | HP FEEDWATER CHECK VALVE/SWING | RMM | GMVLVE | C | X | 202028366 |  | 000002622076 |  | ERP-MM-DC1 | 2011-12-17 | 20
HR11 | 2210-4-HR11-LAB50AA002 | 2000260819 | 213LAB50AA002 | 213LAB50AA002 | HP FEEDWATER SHUTOFF VALVE (TO ECONOMSR) | RMM | GMVL-MO | B | X | 202028366 |  | 000002622080 |  | ERP-MM-DC1 | 2011-12-17 | 20
HR11 | 2210-4-HR11-LAB50AA002-M01 | 2000260827 | 213LAB50AA002-M01 | 213LAB50XV01 | MOTOR FOR HPFW SHUTOFF V/V TO ECONOMISER | RME | GEMOTR | B | X | 202028366 |  | 000002622094 |  | ERP-MM-DC1 | 2011-12-17 | 20
HR11 | 2210-4-HR11-LAB50AA003 | 2000260835 | 213LAB50AA003 | 213LAB50AA003 | HP FEEDWATER BYPASS VALVE (TO ECONOMSR) | RMM | GMVL-MO | B | X | 202028366 |  | 000002622098 |  | ERP-MM-DC1 | 2011-12-17 | 20
HR11 | 2210-4-HR11-LAB50AA003-M01 | 2000260843 | 213LAB50AA003-M01 | 213LAB50XV02 | MOTOR FOR HPFW BYPASS V/V TO ECONOMISER | RME | GEMOTR | B | X | 202028366 |  | 000002622112 |  | ERP-MM-DC1 | 2011-12-17 | 20
HR11 | 2210-4-HR11-LAB50AA191 | 2000260851 | 213LAB50AA191 | 213LAB50AA191 | HP FEEDWATER SAFETY RELIEF VALVE | RMM | GMVL-RE | C | X | 202028366 |  | 000002622116 |  | ERP-MM-DC1 | 2011-12-17 | 20
HR11 | 2210-4-HR11-LAB50AA301 | 2000260859 | 213LAB50AA301 | 213LAB50AA301 | HP FEEDWATER PRESS.INDICATOR ISOL.VALVE | RMM | GMVLVE | C | X | 202028366 |  | 000002622120 |  | ERP-MM-DC1 | 2011-12-17 | 20
HR11 | 2210-4-HR11-LAB50AA302 | 2000260867 | 213LAB50AA302 | 213LAB50AA302 | HP FEEDWATER PRESS.INDICATOR ISOL.VALVE | RMM | GMVLVE | C | X | 202028366 |  | 000002622134 |  | ERP-MM-DC1 | 2011-12-17 | 20
HR11 | 2210-4-HR11-LAB50AA303 | 2000260875 | 213LAB50AA303 | 213LAB50AA303 | HP FEEDWATER PRESS.SWITCH ISOL.VALVE | RMM | GMVLVE | C | X | 202028366 |  | 000002622138 |  | ERP-MM-DC1 | 2011-12-17 | 20
HR11 | 2210-4-HR11-LAB50AA304 | 2000260883 | 213LAB50AA304 | 213LAB50AA304 | HP FEEDWATER PRESS.SWITCH ISOL.VALVE | RMM | GMVLVE | C | X | 202028366 |  | 000002622152 |  | ERP-MM-DC1 | 2011-12-17 | 20
HR11 | 2210-4-HR11-LAB50AA305 | 2000260891 | 213LAB50AA305 | 213LAB50AA305 | HP FEEDWATER PR.TRANSMITTER ISOL.VALVE | RMM | GMVLVE | C | X | 202028366 |  | 000002622156 |  | ERP-MM-DC1 | 2011-12-17 | 20
HR11 | 2210-4-HR11-LAB50AA306 | 2000260899 | 213LAB50AA306 | 213LAB50AA306 | HP FEEDWATER PR.TRANSMITTER ISOL.VALVE | RMM | GMVLVE | C | X | 202028366 |  | 000002622160 |  | ERP-MM-DC1 | 2011-12-17 | 20
HR11 | 2210-4-HR11-LAB50AA501 | 2000260907 | 213LAB50AA501 | 213LAB50AA501 | HP FEEDWATER VENT VALVE/Y-TYPE | RMM | GMVLVE | B | X | 202028366 |  | 000002622174 |  | ERP-MM-DC1 | 2011-12-17 | 20
HR11 | 2210-4-HR11-LAB50AA502 | 2000260915 | 213LAB50AA502 | 213LAB50AA502 | HP FEEDWATER VENT VALVE/Y-TYPE | RMM | GMVLVE | B | X | 202028366 |  | 000002622178 |  | ERP-MM-DC1 | 2011-12-17 | 20
HR11 | 2210-4-HR11-LAB50BP001 | 2000260923 | 213LAB50BP001 | 213LAB50BP001 | HP FEEDWATER C.V.BYPASS FLOW LIMITER | RMM | GMFLWD | C | X | 202028366 |  | 000002622192 |  | ERP-MM-DC1 | 2011-12-17 | 20
HR11 | 2210-4-HR11-LAB50CP001 | 2000260931 | 213LAB50CP001 | 213LAB50CP001 | HP FW TO ECON. PRESSURE TRANSMITTER | RMI | GIXM-DP | C | X | 202028366 |  | 000002622196 |  | ERP-MM-DC1 | 2011-12-17 | 20
HR11 | 2210-4-HR11-LAB50CP002 | 2000260939 | 213LAB50CP002 | 213LAB50CP002 | HP FW TO ECON. PRESSURE SWITCH | RMI | GISW-CN | C | X | 202028366 |  | 000002622200 |  | ERP-DLGN-EAA | 2013-03-05 | 20
HR11 | 2210-4-HR11-LAB50CP501 | 2000260947 | 213LAB50CP501 | 213LAB50CP501 | HP FW TO ECON. PRESSURE INDICATOR | RMI | GIIN-PR | C | X | 202028366 |  | 000002622214 |  | ERP-MM-DC1 | 2011-12-17 | 20
HR11 | 2210-4-HR11-LAB50CT001 | 2000260955 | 213LAB50CT001 | 213LAB50CT001 | HP FW TO ECONOMIZER TEMP.ELEMENT | RMI | GIEL-TE | C | X | 202028366 |  | 000002622218 |  | ERP-MM-DC1 | 2011-12-17 | 20
HR11 | 2210-4-HR11-LAC11 | 2000260963 | 213LAC11 | 213LAV11 | HP BFP-A | RMI | GISW-CN | B | X | 202028366 |  | 000002622232 |  | ERP-DLGN-EAA | 2013-03-05 | 20
HR11 | 2210-4-HR11-LAC11AP001 | 2000260971 | 213LAC11AP001 | 213LAC11AP001 | BOILER FEEDWATER PUMP-A | RMM | GMPUMP | B | X | 202028366 |  | 000002622236 |  | ERP-MM-DC1 | 2011-12-17 | 20
HR11 | 2210-4-HR11-LAC11AP001-M01 | 2000260979 | 213LAC11AP001-M01 | 213LAC11AP001M1 | BOILER FW.PUMP AUX.LUBE OIL PUMP-A MOTOR | RME | GEMOTR | B | X | 202028366 |  | 000002622240 |  | ERP-MM-DC1 | 2011-12-17 | 20
HR11 | 2210-4-HR11-LAC11AP001KC01 | 2000260987 | 213LAC11AP001KC01 | 213LAC11AP001KC | BOILER FEEDWATER PUMP L.O. HEATER | RME | GEHTR | B | X | 202028366 |  | 000002622254 |  | ERP-MM-DC1 | 2011-12-17 | 20
HR11 | 2210-4-HR11-LAC11CT000 | 2000260995 | 213LAC11CT000 | 213LAC11TE | BLR.FW.PMP/MOTOR-A BEARING TEMP.ELEMENTS | RMI | GIEL-TE | C | X | 202028366 |  | 000002622258 |  | ERP-MM-DC1 | 2011-12-17 | 20
HR11 | 2210-4-HR11-LAC12 | 2000261003 | 213LAC12 | 213LAV12 | HP BFP-B | RMI | GISW-CN | B | X | 202028366 |  | 000002622272 |  | ERP-DLGN-EAA | 2013-03-05 | 20
HR11 | 2210-4-HR11-LAC12AP001 | 2000261011 | 213LAC12AP001 | 213LAC12AP001 | BOILER FEEDWATER PUMP-B | RMM | GMPUMP | B | X | 202028366 |  | 000002622276 |  | ERP-MM-DC1 | 2011-12-17 | 20
HR11 | 2210-4-HR11-LAC12AP001-M01 | 2000261019 | 213LAC12AP001-M01 | 213LAC12AP001M1 | BOILER FEEDWATER PUMP-B MOTOR | RME | GEMOTR | B | X | 202028366 |  | 000002622280 |  | ERP-MM-DC1 | 2011-12-17 | 20
HR11 | 2210-4-HR11-LAC12AP001KC01 | 2000261027 | 213LAC12AP001KC01 | 213LAC12AP001KC | BOILER FEEDWATER PUMP LUBE OIL HEATER | RME | GEHTR | B | X | 202028366 |  | 000002622294 |  | ERP-MM-DC1 | 2011-12-17 | 20
HR11 | 2210-4-HR11-LAC12CT000 | 2000261035 | 213LAC12CT000 | 213LAC12TE | BLR.FW.PMP/MOTOR-B BEARING TEMP.ELEMENTS | RMI | GIEL-TE | C | X | 202028366 |  | 000002622298 |  | ERP-MM-DC1 | 2011-12-17 | 20
HR11 | 2210-4-HR11-LAC21AP001 | 2000261043 | 213LAC21AP001 | 213LAV11AP001 | BOILER FW. PUMP AUX. LUBE OIL PUMP-A | RMM | GMPUMP | B | X | 202028366 |  | 000002622312 |  | ERP-MM-DC1 | 2011-12-17 | 20
HR11 | 2210-4-HR11-LAC21AP001-M01 | 2000261052 | 213LAC21AP001-M01 | 213LAV11AP001M1 | BOILER PUMP AUX. LUBE OIL PUMP-A MOTOR | RME | GEMOTR | B | X | 202028366 |  | 000002622317 |  | ERP-MM-DC1 | 2011-12-17 | 20
HR11 | 2210-4-HR11-LAC22AP001 | 2000261060 | 213LAC22AP001 | 213LAV12AP001 | BOILER FW. PUMP AUX. LUBE OIL PUMP-B | RMM | GMPUMP | B | X | 202028366 |  | 000002622331 |  | ERP-MM-DC1 | 2011-12-17 | 20
HR11 | 2210-4-HR11-LAC22AP001-M01 | 2000261068 | 213LAC22AP001-M01 | 213LAV12AP001M1 | BOILER FW.PUMP AUX.LUBE OIL PUMP-B MOTOR | RME | GEMOTR | B | X | 202028366 |  | 000002622335 |  | ERP-MM-DC1 | 2011-12-17 | 20
HR11 | 2210-4-HR11-LAC22CP005 | 2000261076 | 213LAC22CP005 | 213LAV12PDI/PDS | LUBE OIL FILTER DIFF.PR.GAUGE/DP.SWITCH | RMI | GISW-CN | C | X | 202028366 |  | 000002622339 |  | ERP-DLGN-EAA | 2013-03-05 | 20
HR11 | 2210-4-HR11-LAC22CP011 | 2000261084 | 213LAC22CP011 | 213LAV12PSL11 | BFW PUMP LO START PERMSV.PRESS.SWITCH | RMI | GISW-CN | C | X | 202028366 |  | 000002622353 |  | ERP-DLGN-EAA | 2013-03-05 | 20
HR11 | 2210-4-HR11-LAC22CP021 | 2000261092 | 213LAC22CP021 | 213LAV12PSL21 | AUX.LUBE OIL PUMP START PRESS SWITCH | RMI | GISW-CN | C | X | 202028366 |  | 000002622357 |  | ERP-DLGN-EAA | 2013-03-05 | 20
HR11 | 2210-4-HR11-LAW11CT000 | 2000261100 | 213LAW11CT000 | 213LAW11CT000 | TEMP INDICATOR | RMI | GIIN-TE | C | X | 202028366 |  | 000002622371 |  | ERP-MM-DC1 | 2011-12-17 | 20
HR11 | 2210-4-HR11-LAW12CT000 | 2000261108 | 213LAW12CT000 | 213LAW12CT000 | TEMP INDICATOR | RMI | GIIN-TE | C | X | 202028366 |  | 000002622375 |  | ERP-MM-DC1 | 2011-12-17 | 20
HR11 | 2210-4-HR11-LBA32 | 2000261116 | 213LBA32 | 213LBA32 | LOCAL INSTRUMENTS | RMI | GIXM-FC | C | X | 202028366 |  | 000002622379 |  | ERP-MM-DC1 | 2011-12-17 | 20
HR11 | 2210-4-HR11-LBA32AA001 | 2000261124 | 213LBA32AA001 | 213LBA32FIK02 | HP STEAM VENT FLOW CONTROL VALVE | RMM | GMVL-BA | B | X | 202028366 |  | 000002622393 |  | ERP-MM-DC1 | 2011-12-17 | 20
HR11 | 2210-4-HR11-LBA32AA101 | 2000261132 | 213LBA32AA101 | 213LBA32TV01 | HP STEAM HEADER DRAIN VALVE-BEFORE FE. | RMM | GMVL-MO | B | X | 202028366 |  | 000002622397 |  | ERP-MM-DC1 | 2011-12-17 | 20
HR11 | 2210-4-HR11-LBA32AA102 | 2000261140 | 213LBA32AA102 | 213LBA32TV02 | HP STEAM HEADER DRAIN VALVE-AFTER FE. | RMM | GMVL-MO | B | X | 202028366 |  | 000002622411 |  | ERP-MM-DC1 | 2011-12-17 | 20
HR11 | 2210-4-HR11-LBA32AA104 | 2000261148 | 213LBA32AA104 | 213LBA32PV04 | HP STEAM VENT MOTOR OPERATED VALVE | RMM | GMVL-MO | B | X | 202028366 |  | 000002622415 |  | ERP-MM-DC1 | 2011-12-17 | 20
HR11 | 2210-4-HR11-LBA32BR001 | 2000261156 | 213LBA32BR001 | 213LBA32BR001 | HP STEAM HEADER DRAIN PIPING | RMM | GMPIPE | C | X | 202028366 |  | 000002622419 |  | ERP-MM-DC1 | 2011-12-17 | 20
HR11 | 2210-4-HR11-LBA32CF001 | 2000261164 | 213LBA32CF001 | 213LBA32FT01 | HP STEAM LINE FLOW TRANSMITTER | RMI | GIXM-FC | C | X | 202028366 |  | 000002622433 |  | ERP-MM-DC1 | 2011-12-17 | 20
HR11 | 2210-4-HR11-LBA32CT001 | 2000261172 | 213LBA32CT001 | 213LBA32TE01 | HP STEAM HDR.DRN.TEMP.ELEMENT BEF.FE | RMI | GIEL-TE | C | X | 202028366 |  | 000002622437 |  | ERP-MM-DC1 | 2011-12-17 | 20
HR11 | 2210-4-HR11-LBA32CT002 | 2000261180 | 213LBA32CT002 | 213LBA32TE02 | HP STEAM HDR.DRN.TEMP.ELEMENT AFT.FE | RMI | GIEL-TE | C | X | 202028366 |  | 000002622451 |  | ERP-MM-DC1 | 2011-12-17 | 20
HR11 | 2210-4-HR11-LBA50 | 2000261188 | 213LBA50 | 213LBA50 | LOCAL INSTRUMENTS | RMI | GIXM-DP | C | X | 202028366 |  | 000002622455 |  | ERP-MM-DC1 | 2011-12-17 | 20
HR11 | 2210-4-HR11-LBA50AA002 | 2000261196 | 213LBA50AA002 | 213LBA50AA002 | HP SUPERHEATER STARTUP VENT VALVE | RMM | GMVL-MO | B | X | 202028366 |  | 000002622459 |  | ERP-MM-DC1 | 2011-12-17 | 20
HR11 | 2210-4-HR11-LBA50AA003 | 2000261204 | 213LBA50AA003 | 213LBA50AA003 | HP STEAM SUPERHEATER O/L CHECK VALVE | RMM | GMVLVE | B | X | 202028366 |  | 000002622473 |  | ERP-MM-DC1 | 2011-12-17 | 20
HR11 | 2210-4-HR11-LBA50AA004 | 2000261212 | 213LBA50AA004 | 213LBA50AA004 | HP STEAMLINE SHUTOFF VALVE | RMM | GMVL-MO | B | X | 202028366 |  | 000002622477 |  | ERP-MM-DC1 | 2011-12-17 | 20
HR11 | 2210-4-HR11-LBA50AA005 | 2000261220 | 213LBA50AA005 | 213LBA50AA005 | HP STEAMLINE BYPASS VALVE | RMM | GMVL-MO | B | X | 202028366 |  | 000002622491 |  | ERP-MM-DC1 | 2011-12-17 | 20
HR11 | 2210-4-HR11-LBA50AA107 | 2000261228 | 213LBA50AA107 | 213LBA50NIC07 | HP SUPERHEATER STEAM HEADER DRAIN VALVE | RMM | GMVL-MO | B | X | 202028366 |  | 000002622495 |  | ERP-MM-DC1 | 2011-12-17 | 20
HR11 | 2210-4-HR11-LBA50AA191 | 2000261236 | 213LBA50AA191 | 213LBA50PSV03 | HP STEAM SUP.HTR. O/L SAFETY VALVE/ANGLE | RMM | GMVL-RE | C | X | 202028366 |  | 000002622499 |  | ERP-MM-DC1 | 2011-12-17 | 20
HR11 | 2210-4-HR11-LBA50AA301 | 2000261244 | 213LBA50AA301 | 213LBA50AA301 | HP STEAM SUP.HTR. O/L PI ISOL.VALVE | RMM | GMVLVE | C | X | 202028366 |  | 000002622513 |  | ERP-MM-DC1 | 2011-12-17 | 20
HR11 | 2210-4-HR11-LBA50AA302 | 2000261252 | 213LBA50AA302 | 213LBA50AA302 | HP STEAM SUP.HTR. O/L PI ISOL.VALVE | RMM | GMVLVE | C | X | 202028366 |  | 000002622517 |  | ERP-MM-DC1 | 2011-12-17 | 20
HR11 | 2210-4-HR11-LBA50AA303 | 2000261260 | 213LBA50AA303 | 213LBA50AA303 | HP STEAM SUP.HTR. O/L PT ISOL. VALVE | RMM | GMVLVE | C | X | 202028366 |  | 000002622531 |  | ERP-MM-DC1 | 2011-12-17 | 20
HR11 | 2210-4-HR11-LBA50AA304 | 2000261268 | 213LBA50AA304 | 213LBA50AA304 | HP STEAM SUP.HTR. O/L PT ISOL. VALVE | RMM | GMVLVE | C | X | 202028366 |  | 000002622535 |  | ERP-MM-DC1 | 2011-12-17 | 20
HR11 | 2210-4-HR11-LBA50AA305 | 2000261276 | 213LBA50AA305 | 213LBA50AA305 | HP STEAM START-UP FT ISOL. VALVE | RMM | GMVLVE | C | X | 202028366 |  | 000002622539 |  | ERP-MM-DC1 | 2011-12-17 | 20
HR11 | 2210-4-HR11-LBA50AA306 | 2000261284 | 213LBA50AA306 | 213LBA50AA306 | HP STEAM START-UP FT ISOL. VALVE | RMM | GMVLVE | C | X | 202028366 |  | 000002622553 |  | ERP-MM-DC1 | 2011-12-17 | 20
HR11 | 2210-4-HR11-LBA50AA307 | 2000261292 | 213LBA50AA307 | 213LBA50AA307 | HP STEAM START-UP FT ISOL. VALVE | RMM | GMVLVE | C | X | 202028366 |  | 000002622557 |  | ERP-MM-DC1 | 2011-12-17 | 20
HR11 | 2210-4-HR11-LBA50AA308 | 2000261300 | 213LBA50AA308 | 213LBA50AA308 | HP STEAM START-UP FT ISOL. VALVE | RMM | GMVLVE | C | X | 202028366 |  | 000002622571 |  | ERP-MM-DC1 | 2011-12-17 | 20
HR11 | 2210-4-HR11-LBA50AA403 | 2000261308 | 213LBA50AA403 | 213LBA50AA403 | HP STEAM DRAIN VALVE/Y-TYPE | RMM | GMVLVE | B | X | 202028366 |  | 000002622575 |  | ERP-MM-DC1 | 2011-12-17 | 20
HR11 | 2210-4-HR11-LBA50AA404 | 2000261316 | 213LBA50AA404 | 213LBA50AA404 | HP STEAMLINE DRAIN VALVE | RMM | GMVL-MO | B | X | 202028366 |  | 000002622579 |  | ERP-MM-DC1 | 2011-12-17 | 20
HR11 | 2210-4-HR11-LBA50AA405 | 2000261324 | 213LBA50AA405 | 213LBA50AA405 | HP STEAM C-V DRAIN VALVE/Y-TYPE | RMM | GMVLVE | B | X | 202028366 |  | 000002622593 |  | ERP-MM-DC1 | 2011-12-17 | 20
HR11 | 2210-4-HR11-LBA50AA406 | 2000261332 | 213LBA50AA406 | 213LBA50PV04 | HP STEAMLINE DRAIN VALVE BEF.FLOW ELEMT | RMM | GMVL-MO | C | X | 202028366 |  | 000002622597 |  | ERP-MM-DC1 | 2011-12-17 | 20
HR11 | 2210-4-HR11-LBA50AA407 | 2000261340 | 213LBA50AA407 | 213LBA50AA407 | HP STEAM DRAIN VALVE/Y-TYPE | RMM | GMVLVE | B | X | 202028366 |  | 000002622611 |  | ERP-MM-DC1 | 2011-12-17 | 20
HR11 | 2210-4-HR11-LBA50AA408 | 2000261348 | 213LBA50AA408 | 213LBA50AA408 | HP STEAM DRAIN VALVE/Y-TYPE | RMM | GMVLVE | B | X | 202028366 |  | 000002622615 |  | ERP-MM-DC1 | 2011-12-17 | 20
HR11 | 2210-4-HR11-LBA50AA501 | 2000261356 | 213LBA50AA501 | 213LBA50AA501 | HP STEAM START-UP VALVE/Y-TYPE | RMM | GMVLVE | B | X | 202028366 |  | 000002622619 |  | ERP-MM-DC1 | 2011-12-17 | 20
HR11 | 2210-4-HR11-LBA50AA502 | 2000261364 | 213LBA50AA502 | 213LBA50AA502 | HP STEAM START-UP VALVE | RMM | GMVL-MO | B | X | 202028366 |  | 000002622633 |  | ERP-MM-DC1 | 2011-12-17 | 20
HR11 | 2210-4-HR11-LBA50AA503 | 2000261372 | 213LBA50AA503 | 213LBA50AA503 | HP STEAM START-UP PLUG VALVE/ANGLE | RMM | GMVLVE | B | X | 202028366 |  | 000002622637 |  | ERP-MM-DC1 | 2011-12-17 | 20
HR11 | 2210-4-HR11-LBA50BP001 | 2000261380 | 213LBA50BP001 | 213LBA50BP001 | HP STEAM DRAIN FLOW LIMITER | RMM | GMFLWD | C | X | 202028366 |  | 000002622651 |  | ERP-MM-DC1 | 2011-12-17 | 20
HR11 | 2210-4-HR11-LBA50BS001 | 2000261388 | 213LBA50BS001 | 213LBA50BS001 | HP STARTUP VENT SILENCER | RMM | GMSLNR | B | X | 202028366 |  | 000002622655 |  | ERP-MM-DC1 | 2011-12-17 | 20
HR11 | 2210-4-HR11-LBA50CF001 | 2000261396 | 213LBA50CF001 | 213LBA50CF001 | HP STEAM START-UP FLOW TRANSMITTER | RMI | GIXM-FC | C | X | 202028366 |  | 000002622659 |  | ERP-MM-DC1 | 2011-12-17 | 20
HR11 | 2210-4-HR11-LBA50CP000 | 2000261404 | 213LBA50CP000 | 213LBA50PT | HP STEAM TO MAIN HDR.PRESS.TRANSMITTERS | RMI | GIXM-DP | C | X | 202028366 |  | 000002622673 |  | ERP-MM-DC1 | 2011-12-17 | 20
HR11 | 2210-4-HR11-LBA50CP001 | 2000261412 | 213LBA50CP001 | 213LBA50CP001 | HP STEAM PRESSURE TRANSMITTER | RMI | GIXM-DP | C | X | 202028366 |  | 000002622677 |  | ERP-MM-DC1 | 2011-12-17 | 20
HR11 | 2210-4-HR11-LBA50CP501 | 2000261420 | 213LBA50CP501 | 213LBA50CP501 | HP STEAM PRESSURE INDICATOR | RMI | GIIN-PR | C | X | 202028366 |  | 000002622691 |  | ERP-MM-DC1 | 2011-12-17 | 20
HR11 | 2210-4-HR11-LBA50CT001 | 2000261428 | 213LBA50CT001 | 213LBA50TE01 | HP STEAM TO MAIN HDR.TEMPERATURE ELEMENT | RMI | GIEL-TE | C | X | 202028366 |  | 000002622695 |  | ERP-MM-DC1 | 2011-12-17 | 20
HR11 | 2210-4-HR11-LBA50CT002 | 2000261436 | 213LBA50CT002 | 213LBA50TE02 | HP STEAM TO MAIN HDR.TEMPERATURE ELEMENT | RMI | GIEL-TE | C | X | 202028366 |  | 000002622699 |  | ERP-MM-DC1 | 2011-12-17 | 20
HR11 | 2210-4-HR11-LBA50CT003 | 2000261444 | 213LBA50CT003 | 213LBA50TT02 | HP STEAM TO MAIN HDR.TEMP.TRANSMITTER | RMI | GIEL-TE | C | X | 202028366 |  | 000002622713 |  | ERP-MM-DC1 | 2011-12-17 | 20
HR11 | 2210-4-HR11-LBG10AA001 | 2000261452 | 213LBG10AA001 | 213LBG10AA001 | LP PEGGING ST.TO DRUM CHECK VALVE/SWING | RMM | GMVLVE | B | X | 202028366 |  | 000002622717 |  | ERP-MM-DC1 | 2011-12-17 | 20
HR11 | 2210-4-HR11-LBG10AA002 | 2000261460 | 213LBG10AA002 | 213LBG10AA002 | LP PEGGING STEAM TO DRUM ISOL.VALVE | RMM | GMVLVE | B | X | 202028366 |  | 000002622731 |  | ERP-MM-DC1 | 2011-12-17 | 20
HR11 | 2210-4-HR11-LBG10AA301 | 2000261468 | 213LBG10AA301 | 213LBG10AA301 | NITROGENE TO LP DRUM PI ISOL.VALVE | RMM | GMVLVE | B | X | 202028366 |  | 000002622735 |  | ERP-MM-DC1 | 2011-12-17 | 20
HR11 | 2210-4-HR11-LBG10AA302 | 2000261476 | 213LBG10AA302 | 213LBG10AA302 | NITROGENE TO LP DRUM PI ISOL.VALVE | RMM | GMVLVE | B | X | 202028366 |  | 000002622739 |  | ERP-MM-DC1 | 2011-12-17 | 20
HR11 | 2210-4-HR11-LBG10AA601 | 2000261484 | 213LBG10AA601 | 213LBG10AA601 | NITROGENE TO LP DRUM CHECK VALVE | RMM | GMVLVE | C | X | 202028366 |  | 000002622753 |  | ERP-MM-DC1 | 2011-12-17 | 20
HR11 | 2210-4-HR11-LBG10AA602 | 2000261492 | 213LBG10AA602 | 213LBG10AA602 | NITROGENE TO LP DRUM ISOL.VALVE | RMM | GMVLVE | B | X | 202028366 |  | 000002622757 |  | ERP-MM-DC1 | 2011-12-17 | 20
HR11 | 2210-4-HR11-LBG10AA603 | 2000261500 | 213LBG10AA603 | 213LBG10AA603 | NITROGENE TO LP DRUM ISOL.VALVE | RMM | GMVLVE | B | X | 202028366 |  | 000002622771 |  | ERP-MM-DC1 | 2011-12-17 | 20
HR11 | 2210-4-HR11-LBG10BR001 | 2000261508 | 213LBG10BR001 | 213LBG10BR001 | AUXILIARY STEAM PIPING TO LP DRUM | RMM | GMPIPE | B | X | 202028366 |  | 000002622775 |  | ERP-MM-DC1 | 2011-12-17 | 20
HR11 | 2210-4-HR11-LBG10BR601 | 2000261516 | 213LBG10BR601 | 213LBG10BR601 | NITROGEN SUPPLY PIPING TO LP DRUM | RMM | GMPIPE | B | X | 202028366 |  | 000002622779 |  | ERP-MM-DC1 | 2011-12-17 | 20
HR11 | 2210-4-HR11-LBG10CP501 | 2000261524 | 213LBG10CP501 | 213LBG10CP501 | NITROGEN TO LP DRUM PRESS.INDICATOR | RMI | GIIN-PR | C | X | 202028366 |  | 000002622793 |  | ERP-MM-DC1 | 2011-12-17 | 20
HR11 | 2210-4-HR11-LBG34AA001 | 2000261532 | 213LBG34AA001 | 213LBG34PV01 | LP PEGGING STEAM TO DRUM PR.CONTRL.VALVE | RMM | GMVL-BA | B | X | 202028366 |  | 000002622797 |  | ERP-MM-DC1 | 2011-12-17 | 20
HR11 | 2210-4-HR11-LBG34CF001 | 2000261540 | 213LBG34CF001 | 213LBG34FT01 | PEG.STEAM TO HRSG SOOT BLR.FLOW TRANSMTR | RMI | GIXM-FC | C | X | 202028366 |  | 000002622811 |  | ERP-MM-DC1 | 2011-12-17 | 20
HR11 | 2210-4-HR11-LBG34CP000 | 2000261548 | 213LBG34CP000 | 213LBG34CP000 | CONTROL VOLVE | RMM | GMVL-BA | B | X | 202028366 |  | 000002622815 |  | ERP-MM-DC1 | 2011-12-17 | 20
HR11 | 2210-4-HR11-LBH10AA001 | 2000261556 | 213LBH10AA001 | 213LBH10AA001 | LP START-UP STEAM CHECK VALVE/SWING | RMM | GMVLVE | C | X | 202028366 |  | 000002622819 |  | ERP-MM-DC1 | 2011-12-17 | 20
HR11 | 2210-4-HR11-LBH10AA002 | 2000261564 | 213LBH10AA002 | 213LBH10AA002 | LP START-UP STEAM ISOL.VALVE | RMM | GMVLVE | B | X | 202028366 |  | 000002622833 |  | ERP-MM-DC1 | 2011-12-17 | 20
HR11 | 2210-4-HR11-LBH36AA001 | 2000261572 | 213LBH36AA001 | 213LBH36PV04 | LP DUMP CONTROL VALVE | RMM | GMVL-BA | B | X | 202028366 |  | 000002622837 |  | ERP-MM-DC1 | 2011-12-17 | 20
HR11 | 2210-4-HR11-LBH36CP004 | 2000261580 | 213LBH36CP004 | 213LBH36CP004 | CONTROL VOLVE | RMM | GMVL-BA | B | X | 202028366 |  | 000002622851 |  | ERP-MM-DC1 | 2011-12-17 | 20
HR11 | 2210-4-HR11-LCA10AA001 | 2000261588 | 213LCA10AA001 | 213LCA10AA001 | COND.FCV I/L ISOL.VALVE | RMM | GMVLVE | B | X | 202028366 |  | 000002622855 |  | ERP-MM-DC1 | 2011-12-17 | 20
HR11 | 2210-4-HR11-LCA10AA003 | 2000261596 | 213LCA10AA003 | 213LCA10AA003 | CONDENSATE TO DEAERATOR FCV O/L ISOL.V/V | RMM | GMVLVE | B | X | 202028366 |  | 000002622859 |  | ERP-MM-DC1 | 2011-12-17 | 20
HR11 | 2210-4-HR11-LCA10AA004 | 2000261604 | 213LCA10AA004 | 213LCA10AA004 | COND.FCV BYPASS CONTOUR PLUG VALVE | RMM | GMVLVE | C | X | 202028366 |  | 000002622873 |  | ERP-MM-DC1 | 2011-12-17 | 20
HR11 | 2210-4-HR11-LCA10AA005 | 2000261612 | 213LCA10AA005 | 213LCA10AA005 | COND.TO DEAERATOR CHECK VALVE/SWING | RMM | GMVLVE | C | X | 202028366 |  | 000002622877 |  | ERP-MM-DC1 | 2011-12-17 | 20
HR11 | 2210-4-HR11-LCA10AA006 | 2000261620 | 213LCA10AA006 | 213LCA10AA006 | CONDENSATE TO DEAERATOR ISOL.VALVE | RMM | GMVLVE | B | X | 202028366 |  | 000002622891 |  | ERP-MM-DC1 | 2011-12-17 | 20
HR11 | 2210-4-HR11-LCA10AA301 | 2000261628 | 213LCA10AA301 | 213LCA10AA301 | CONDENSATE TO DEAERATOR PI ISOL.VALVE | RMM | GMVLVE | B | X | 202028366 |  | 000002622895 |  | ERP-MM-DC1 | 2011-12-17 | 20
HR11 | 2210-4-HR11-LCA10AA302 | 2000261636 | 213LCA10AA302 | 213LCA10AA302 | CONDENSATE TO DEAERATOR PI ISOL.VALVE | RMM | GMVLVE | B | X | 202028366 |  | 000002622899 |  | ERP-MM-DC1 | 2011-12-17 | 20
HR11 | 2210-4-HR11-LCA10AA401 | 2000261644 | 213LCA10AA401 | 213LCA10AA401 | CONDENSATE TO DEAERATOR DRAIN VALVE | RMM | GMVLVE | B | X | 202028366 |  | 000002622913 |  | ERP-MM-DC1 | 2011-12-17 | 20
HR11 | 2210-4-HR11-LCA10AA402 | 2000261652 | 213LCA10AA402 | 213LCA10AA402 | CONDENSATE TO DEAERATOR DRAIN VALVE | RMM | GMVLVE | B | X | 202028366 |  | 000002622917 |  | ERP-MM-DC1 | 2011-12-17 | 20
HR11 | 2210-4-HR11-LCA10AA501 | 2000261660 | 213LCA10AA501 | 213LCA10AA501 | CONDENSATE TO DEAERATOR VENT VALVE | RMM | GMVLVE | B | X | 202028366 |  | 000002622931 |  | ERP-MM-DC1 | 2011-12-17 | 20
HR11 | 2210-4-HR11-LCA10AA502 | 2000261668 | 213LCA10AA502 | 213LCA10AA502 | CONDENSATE TO DEAERATOR VENT VALVE | RMM | GMVLVE | B | X | 202028366 |  | 000002622935 |  | ERP-MM-DC1 | 2011-12-17 | 20
HR11 | 2210-4-HR11-LCA10BR001 | 2000261676 | 213LCA10BR001 | 213LCA10BR001 | CONDENSATE PIPING TO DEAERATOR | RMM | GMPIPE | C | X | 202028366 |  | 000002622939 |  | ERP-MM-DC1 | 2011-12-17 | 20
HR11 | 2210-4-HR11-LCA10CP501 | 2000261684 | 213LCA10CP501 | 213LCA10CP501 | CONDENSATE TO DEAERATOR PRESS.INDICATOR | RMI | GIIN-PR | C | X | 202028366 |  | 000002622953 |  | ERP-MM-DC1 | 2011-12-17 | 20
HR11 | 2210-4-HR11-LCA35AA001 | 2000261692 | 213LCA35AA001 | 213LCA35HV01 | CONDENSATE SHUT-OFF VALVE | RMM | GMVLVE | B | X | 202028366 |  | 000002622957 |  | ERP-MM-DC1 | 2011-12-17 | 20
HR11 | 2210-4-HR11-LCA35AA002 | 2000261700 | 213LCA35AA002 | 213LCA35FV02 | CONDENSATE TO DEAERATOR FLOW CONT.VALVE | RMM | GMVL-BA | B | X | 202028366 |  | 000002622971 |  | ERP-MM-DC1 | 2011-12-17 | 20
HR11 | 2210-4-HR11-LCA35AA101 | 2000261708 | 213LCA35AA101 | 213LCA35NIC02 | CONDENSATE TO DEAERATR.FT I\L ISOL.VALVE | RMM | GMVL-MO | B | X | 202028366 |  | 000002622975 |  | ERP-MM-DC1 | 2011-12-17 | 20
HR11 | 2210-4-HR11-LCA35CF000 | 2000261716 | 213LCA35CF000 | 213LCA35CF000 | CONTROL VALVE | RMM | GMVL-BA | B | X | 202028366 |  | 000002622979 |  | ERP-MM-DC1 | 2011-12-17 | 20
HR11 | 2210-4-HR11-LCA35CF001 | 2000261724 | 213LCA35CF001 | 213LCA35FT01 | CONDENSATE TO DEAERATOR FLOW TRANSMITTER | RMI | GIXM-FC | C | X | 202028366 |  | 000002622993 |  | ERP-MM-DC1 | 2011-12-17 | 20
HR11 | 2210-4-HR11-LCA35CT001 | 2000261732 | 213LCA35CT001 | 213LCA35TE/TW01 | CONDENSATE TO LP ST.DRUM TEMP.ELEMENT | RMI | GIEL-TE | C | X | 202028366 |  | 000002622997 |  | ERP-MM-DC1 | 2011-12-17 | 20
HR11 | 2210-4-HR11-LCP20AA001 | 2000261740 | 213LCP20AA001 | 213LCP20AA001 | CONDENSATE MAKE-UP LINE CHECK VALVE | RMM | GMVLVE | C | X | 202028366 |  | 000002623011 |  | ERP-MM-DC1 | 2011-12-17 | 20
HR11 | 2210-4-HR11-LCP20AA002 | 2000261748 | 213LCP20AA002 | 213LCP20AA002 | CONDENSATE MAKE-UP LINE ISOL.VALVE | RMM | GMVLVE | B | X | 202028366 |  | 000002623015 |  | ERP-MM-DC1 | 2011-12-17 | 20
HR11 | 2210-4-HR11-LCP20AA003 | 2000261756 | 213LCP20AA003 | 213LCP20AA003 | CONDENSATE MAKE-UP LINE CHECK VALVE | RMM | GMVLVE | C | X | 202028366 |  | 000002623019 |  | ERP-MM-DC1 | 2011-12-17 | 20
HR11 | 2210-4-HR11-LCP20AA401 | 2000261764 | 213LCP20AA401 | 213LCP20AA401 | CONDENSATE MAKE-UP LINE DRAIN VALVE | RMM | GMVLVE | B | X | 202028366 |  | 000002623033 |  | ERP-MM-DC1 | 2011-12-17 | 20
HR11 | 2210-4-HR11-LCP20AA402 | 2000261772 | 213LCP20AA402 | 213LCP20AA402 | CONDENSATE MAKE-UP LINE DRAIN VALVE | RMM | GMVLVE | B | X | 202028366 |  | 000002623037 |  | ERP-MM-DC1 | 2011-12-17 | 20
HR11 | 2210-4-HR11-LCP20BR001 | 2000261780 | 213LCP20BR001 | 213LCP20BR001 | CONDENSATE MAKE-UP PIPING TO DEAERATOR | RMM | GMPIPE | C | X | 202028366 |  | 000002623051 |  | ERP-MM-DC1 | 2011-12-17 | 20
HR11 | 2210-4-HR11-LCP50AA001 | 2000261788 | 213LCP50AA001 | 213LCP50AA001 | COND.MAKE-UP WATER TO ECON.CHECK VALVE | RMM | GMVLVE | C | X | 202028366 |  | 000002623055 |  | ERP-MM-DC1 | 2011-12-17 | 20
HR11 | 2210-4-HR11-LCP50AA002 | 2000261796 | 213LCP50AA002 | 213LCP50AA002 | COND.MAKE-UP WATER TO ECON.ISOL. VALVE | RMM | GMVLVE | B | X | 202028366 |  | 000002623059 |  | ERP-MM-DC1 | 2011-12-17 | 20
HR11 | 2210-4-HR11-LCP50AA401 | 2000261804 | 213LCP50AA401 | 213LCP50AA401 | COND.MAKE-UP WATER TO ECON.DRAIN VALVE | RMM | GMVLVE | B | X | 202028366 |  | 000002623073 |  | ERP-MM-DC1 | 2011-12-17 | 20
HR11 | 2210-4-HR11-LCP50AA402 | 2000261812 | 213LCP50AA402 | 213LCP50AA402 | COND.MAKE-UP WATER TO ECON.DRAIN VALVE | RMM | GMVLVE | B | X | 202028366 |  | 000002623077 |  | ERP-MM-DC1 | 2011-12-17 | 20
HR11 | 2210-4-HR11-LCQ00 | 2000261820 | 213LCQ00 | 213LCQ00 | LOCAL INSTRUMENTS | RMI | GIXM-DP | C | X | 202028366 |  | 000002623091 |  | ERP-MM-DC1 | 2011-12-17 | 20
HR11 | 2210-4-HR11-LCQ10AA001 | 2000261828 | 213LCQ10AA001 | 213LCQ10LV01 | LP STARTUP BLOWDOWN SHUTOFF GL-V | RMM | GMVL-MO | B | X | 202028366 |  | 000002623095 |  | ERP-MM-DC1 | 2011-12-17 | 20
HR11 | 2210-4-HR11-LCQ10AA002 | 2000261836 | 213LCQ10AA002 | 213LCQ10LV02 | LP/DA START-UP BLOWDOWN CONTROL VALVE | RMM | GMVL-BA | B | X | 202028366 |  | 000002623099 |  | ERP-MM-DC1 | 2011-12-17 | 20
HR11 | 2210-4-HR11-LCQ10AA003 | 2000261844 | 213LCQ10AA003 | 213LCQ10AA003 | LP START-UP BLOWDOWN C.V. O/L ISOL.VALVE | RMM | GMVLVE | B | X | 202028366 |  | 000002623113 |  | ERP-MM-DC1 | 2011-12-17 | 20
HR11 | 2210-4-HR11-LCQ10AA401 | 2000261852 | 213LCQ10AA401 | 213LCQ10HV03 | LP INTERMITTANT BLOW DOWN VALVE | RMM | GMVL-MO | B | X | 202028366 |  | 000002623117 |  | ERP-MM-DC1 | 2011-12-17 | 20
HR11 | 2210-4-HR11-LCQ10AA402 | 2000261860 | 213LCQ10AA402 | 213LCQ10AA402 | LP START-UP BLOWDOWN LINE DRAIN VALVE | RMM | GMVLVE | C | X | 202028366 |  | 000002623131 |  | ERP-MM-DC1 | 2011-12-17 | 20
HR11 | 2210-4-HR11-LCQ10BR001 | 2000261868 | 213LCQ10BR001 | 213LCQ10BR001 | LP START-UP BLOW DOWN PIPING TO B.D.TANK | RMM | GMPIPE | C | X | 202028366 |  | 000002623135 |  | ERP-MM-DC1 | 2011-12-17 | 20
HR11 | 2210-4-HR11-LCQ10BR002 | 2000261876 | 213LCQ10BR002 | 213LCQ10BR002 | LP START-UP BLOW DOWN DRAIN PIPING | RMM | GMPIPE | C | X | 202028366 |  | 000002623139 |  | ERP-MM-DC1 | 2011-12-17 | 20
HR11 | 2210-4-HR11-LCQ10BS001 | 2000261884 | 213LCQ10BS001 | 213LCQ10BS001 | PSV SILENCER, BLOWDOWN TANK | RMM | GMTANK | C | X | 202028366 |  | 000002623153 |  | ERP-MM-DC1 | 2011-12-17 | 20
HR11 | 2210-4-HR11-LCQ32AA001 | 2000261892 | 213LCQ32AA001 | 213LCQ32LV01 | HRSG BLOWDOWN TANK LEVEL CONTROL VALVE | RMM | GMVL-BA | B | X | 202028366 |  | 000002623157 |  | ERP-MM-DC1 | 2011-12-17 | 20
HR11 | 2210-4-HR11-LCQ50AA001 | 2000261900 | 213LCQ50AA001 | 213LCQ50LV01 | HP STARTUP BLOWDOWN SHUTOFF VALVE | RMM | GMVL-MO | B | X | 202028366 |  | 000002623171 |  | ERP-MM-DC1 | 2011-12-17 | 20
HR11 | 2210-4-HR11-LCQ50AA002 | 2000261908 | 213LCQ50AA002 | 213LCQ50LV02 | HP STARTUP BLOW DOWN CONTROL VALVE | RMM | GMVL-BA | B | X | 202028366 |  | 000002623175 |  | ERP-MM-DC1 | 2011-12-17 | 20
HR11 | 2210-4-HR11-LCQ50AA401 | 2000261916 | 213LCQ50AA401 | 213LCQ50AA401 | HP INTERMITTENT BLOWDOWN ISOL. VLAVE | RMM | GMVL-MO | B | X | 202028366 |  | 000002623179 |  | ERP-MM-DC1 | 2011-12-17 | 20
HR11 | 2210-4-HR11-LCQ50AA402 | 2000261924 | 213LCQ50AA402 | 213LCQ50AA402 | HP START-UP BLOW DOWN DRAIN VALVE | RMM | GMVLVE | B | X | 202028366 |  | 000002623193 |  | ERP-MM-DC1 | 2011-12-17 | 20
HR11 | 2210-4-HR11-LCQ80AA001 | 2000261932 | 213LCQ80AA001 | 213LCQ80AA001 | BLOWDOWN STEAM MOTOR OPERATED VALVE | RMM | GMVL-MO | B | X | 202028366 |  | 000002623197 |  | ERP-MM-DC1 | 2011-12-17 | 20
HR11 | 2210-4-HR11-LCQ80AA002 | 2000261940 | 213LCQ80AA002 | 213LCQ80AA002 | BLOWDOWN STEAM CHECK VALVE/SWING | RMM | GMVLVE | C | X | 202028366 |  | 000002623211 |  | ERP-MM-DC1 | 2011-12-17 | 20
HR11 | 2210-4-HR11-LCQ80AA003 | 2000261948 | 213LCQ80AA003 | 213LCQ80AA003 | BLOWDOWN STEAM ISOL.VALVE | RMM | GMVLVE | B | X | 202028366 |  | 000002623215 |  | ERP-MM-DC1 | 2011-12-17 | 20
HR11 | 2210-4-HR11-LCQ80AA191 | 2000261956 | 213LCQ80AA191 | 213LCQ80AA191 | HRSG. BLOWDOWN TANK SAFETY VALVE | RMM | GMVL-RE | C | X | 202028366 |  | 000002623219 |  | ERP-MM-DC1 | 2011-12-17 | 20
HR11 | 2210-4-HR11-LCQ80AA301 | 2000261964 | 213LCQ80AA301 | 213LCQ80AA301 | HRSG B.D.TANK LEVEL INDICTR.ISOL. VALVE | RMM | GMVLVE | B | X | 202028366 |  | 000002623233 |  | ERP-MM-DC1 | 2011-12-17 | 20
HR11 | 2210-4-HR11-LCQ80AA302 | 2000261972 | 213LCQ80AA302 | 213LCQ80AA302 | HRSG B.D. TANK LEVEL INDICTR.ISOL.VALVE | RMM | GMVLVE | B | X | 202028366 |  | 000002623237 |  | ERP-MM-DC1 | 2011-12-17 | 20
HR11 | 2210-4-HR11-LCQ80AA303 | 2000261980 | 213LCQ80AA303 | 213LCQ80AA303 | HRSG B.D.TANK LEVEL INDICTR. ISOL. VALVE | RMM | GMVLVE | B | X | 202028366 |  | 000002623251 |  | ERP-MM-DC1 | 2011-12-17 | 20
HR11 | 2210-4-HR11-LCQ80AA304 | 2000261988 | 213LCQ80AA304 | 213LCQ80AA304 | HRSG B.D.TANK LEVEL INDICTR. ISOL. VALVE | RMM | GMVLVE | B | X | 202028366 |  | 000002623255 |  | ERP-MM-DC1 | 2011-12-17 | 20
HR11 | 2210-4-HR11-LCQ80AA305 | 2000261996 | 213LCQ80AA305 | 213LCQ80AA305 | HRSG B.D.TANK LEVEL TRANSMITTER ISOL.V/V | RMM | GMVLVE | C | X | 202028366 |  | 000002623259 |  | ERP-MM-DC1 | 2011-12-17 | 20
HR11 | 2210-4-HR11-LCQ80AA306 | 2000262004 | 213LCQ80AA306 | 213LCQ80AA306 | HRSG B.D.TANK LEVEL TRANSMITTER ISOL.V/V | RMM | GMVLVE | C | X | 202028366 |  | 000002623273 |  | ERP-MM-DC1 | 2011-12-17 | 20
HR11 | 2210-4-HR11-LCQ80AA307 | 2000262012 | 213LCQ80AA307 | 213LCQ80AA307 | HRSG B.D.TANK LEVEL TRANSMITTER ISOL.V/V | RMM | GMVLVE | C | X | 202028366 |  | 000002623277 |  | ERP-MM-DC1 | 2011-12-17 | 20
HR11 | 2210-4-HR11-LCQ80AA308 | 2000262020 | 213LCQ80AA308 | 213LCQ80AA308 | HRSG B.D.TANK LEVEL TRANSMITTER ISOL.V/V | RMM | GMVLVE | C | X | 202028366 |  | 000002623291 |  | ERP-MM-DC1 | 2011-12-17 | 20
HR11 | 2210-4-HR11-LCQ80AA309 | 2000262028 | 213LCQ80AA309 | 213LCQ80AA309 | HRSG B.D.TANK PRESS.INDICATOR ISOL.VALVE | RMM | GMVLVE | B | X | 202028366 |  | 000002623295 |  | ERP-MM-DC1 | 2011-12-17 | 20
HR11 | 2210-4-HR11-LCQ80AA310 | 2000262036 | 213LCQ80AA310 | 213LCQ80AA310 | HRSG B.D.TANK PRESS.INDICATOR ISOL.VALVE | RMM | GMVLVE | B | X | 202028366 |  | 000002623299 |  | ERP-MM-DC1 | 2011-12-17 | 20
HR11 | 2210-4-HR11-LCQ80AA401 | 2000262044 | 213LCQ80AA401 | 213LCQ80AA401 | HRSG BLOWDOWN TANK LI DRAIN VALVE | RMM | GMVLVE | B | X | 202028366 |  | 000002623313 |  | ERP-MM-DC1 | 2011-12-17 | 20
HR11 | 2210-4-HR11-LCQ80AA402 | 2000262052 | 213LCQ80AA402 | 213LCQ80AA402 | HRSG BLOWDOWN TANK LI. DRAIN VALVE | RMM | GMVLVE | B | X | 202028366 |  | 000002623317 |  | ERP-MM-DC1 | 2011-12-17 | 20
HR11 | 2210-4-HR11-LCQ80AA418 | 2000262060 | 213LCQ80AA418 | 213LCQ80AA418 | HP CONT.BLOWDOWN ISOL. VALVE | RMM | GMVL-MO | B | X | 202028366 |  | 000002623331 |  | ERP-MM-DC1 | 2011-12-17 | 20
HR11 | 2210-4-HR11-LCQ80AA501 | 2000262068 | 213LCQ80AA501 | 213LCQ80AA501 | HRSG BLOWDOWN TANK L.I VENT VALVE | RMM | GMVLVE | C | X | 202028366 |  | 000002623335 |  | ERP-MM-DC1 | 2011-12-17 | 20
HR11 | 2210-4-HR11-LCQ80AA502 | 2000262076 | 213LCQ80AA502 | 213LCQ80AA502 | HRSG BLOWDOWN TANK L.I VENT VALVE | RMM | GMVLVE | C | X | 202028366 |  | 000002623339 |  | ERP-MM-DC1 | 2011-12-17 | 20
HR11 | 2210-4-HR11-LCQ80BB001 | 2000262084 | 213LCQ80BB001 | 213LCQ80BB001 | HRSG1 BLOW DOWN TANK | RMM | GMTANK | C | X | 202028366 |  | 000002623353 |  | ERP-MM-DC1 | 2011-12-17 | 20
HR11 | 2210-4-HR11-LCQ80CL001 | 2000262092 | 213LCQ80CL001 | 213LCQ80LT | HRSG BLOW DOWN TANK LEVEL TRANSMITTER | RMI | GIXM-LC | C | X | 202028366 |  | 000002623357 |  | ERP-MM-DC1 | 2011-12-17 | 20
HR11 | 2210-4-HR11-LCQ80CL501 | 2000262100 | 213LCQ80CL501 | 213CLQ50CL501 | HP BLOWDOWN TANK LEVEL GAUGE | RMI | GIIN-LV | B | X | 202028366 |  | 000002623371 |  | ERP-MM-DC1 | 2011-12-17 | 20
HR11 | 2210-4-HR11-LCQ80CP501 | 2000262108 | 213LCQ80CP501 | 213LCQ80CP501 | HRSG BLOW DOWN TANK PRESSURE INDICATOR | RMI | GIIN-PR | C | X | 202028366 |  | 000002623375 |  | ERP-MM-DC1 | 2011-12-17 | 20
HR11 | 2210-4-HR11-LCQ80CT001 | 2000262116 | 213LCQ80CT001 | 213LCQ80CT001 | HRSG BLOW DOWN TANK TEMPERATURE ELEMENT | RMI | GIEL-TE | C | X | 202028366 |  | 000002623379 |  | ERP-MM-DC1 | 2011-12-17 | 20
HR11 | 2210-4-HR11-LCQ90BB001 | 2000262124 | 213LCQ90BB001 | 213LCQ90BB001 | ATMOSPHERIC BLOW DOWN TANK | RMM | GMTANK | C | X | 202028366 |  | 000002623393 |  | ERP-MM-DC1 | 2011-12-17 | 20
HR11 | 2210-4-HR11-LCQ90BS001 | 2000262132 | 213LCQ90BS001 | 213LCQ90BS001 | ATMOSPHERIC BLOWDOWN TANK SILENCER | RMM | GMSLNR | C | X | 202028366 |  | 000002623397 |  | ERP-MM-DC1 | 2011-12-17 | 20
HR11 | 2210-4-HR11-LFJ01CP001 | 2000262140 | 213LFJ01CP001 | 213LFJ10PI01 | N2 FROM HDR.TO LP DRUM PRESS.INDICATOR | RMI | GIIN-PR | C | X | 202028366 |  | 000002623411 |  | ERP-MM-DC1 | 2011-12-17 | 20
HR11 | 2210-4-HR11-LFJ10AA701 | 2000262148 | 213LFJ10AA701 | 213LFJ10AA701 | LP DRUM PEGGING STM.N2 GAS SUPPLY VALVE | RMM | GMVLVE | B | X | 202028366 |  | 000002623415 |  | ERP-MM-DC1 | 2011-12-17 | 20
HR11 | 2210-4-HR11-LFJ55AA105 | 2000262156 | 213LFJ55AA105 | 213LFJ55PV05 | HP DRUM PSV O/L SAT.STM.N2 GAS SUPLY.V/V | RMM | GMVL-MO | B | X | 202028366 |  | 000002623419 |  | ERP-MM-DC1 | 2011-12-17 | 20
HR11 | 2210-4-HR11-LFJ55AA701 | 2000262164 | 213LFJ55AA701 | 213LFJ55AA701 | HP DRUM TO S.H. SAT.STM.N2 GAS ISOL.V/V | RMM | GMVLVE | B | X | 202028366 |  | 000002623433 |  | ERP-MM-DC1 | 2011-12-17 | 20
HR11 | 2210-4-HR11-LFN00 | 2000262172 | 213LFN00 | 213LFN00 | LOCAL INSTRUMENTS | RMI | GIIN-PR | C | X | 202028366 |  | 000002623437 |  | ERP-MM-DC1 | 2011-12-17 | 20
HR11 | 2210-4-HR11-LFN10BR001 | 2000262180 | 213LFN10BR001 | 213LFN10BR001 | HYDRAZINE INJN.PUMP-A/B SUCT/DISC.PIPING | RMM | GMPIPE | C | X | 202028366 |  | 000002623451 |  | ERP-MM-DC1 | 2011-12-17 | 20
HR11 | 2210-4-HR11-LFN11AA001 | 2000262188 | 213LFN11AA001 | 213LFN11AA001 | HYDRAZINE INJN.PUMP-A SUCTION VALVE | RMM | GMVLVE | B | X | 202028366 |  | 000002623455 |  | ERP-MM-DC1 | 2011-12-17 | 20
HR11 | 2210-4-HR11-LFN11AA002 | 2000262196 | 213LFN11AA002 | 213LFN11AA002 | HYDRAZINE INJN.PUMP-A DISCHARGE VALVE | RMM | GMVLVE | B | X | 202028366 |  | 000002623459 |  | ERP-MM-DC1 | 2011-12-17 | 20
HR11 | 2210-4-HR11-LFN11AA301 | 2000262204 | 213LFN11AA301 | 213LFN11PSV02 | HYDRAZINE INJN.PUMP-A DISCH.PR.SFTY.VALV | RMM | GMVL-RE | C | X | 202028366 |  | 000002623463 |  | ERP-MM-DC1 | 2011-12-17 | 20
HR11 | 2210-4-HR11-LFN11AP001 | 2000262212 | 213LFN11AP001 | 213LFN11AP001 | HYDRAZINE INJECTION PUMP-A | RMM | GMPUMP | B | X | 202028366 |  | 000002623467 |  | ERP-MM-DC1 | 2011-12-17 | 20
HR11 | 2210-4-HR11-LFN11AP001-M01 | 2000262220 | 213LFN11AP001-M01 | 213LFN11AP001M1 | HYDRAZINE INJECTION PUMP A-MOTOR | RME | GEMOTR | B | X | 202028366 |  | 000002623491 |  | ERP-MM-DC1 | 2011-12-17 | 20
HR11 | 2210-4-HR11-LFN11AT001 | 2000262228 | 213LFN11AT001 | 213LFN11AT001 | HYDRAZINE INJN.PUMP-A SUCTION STRAINER | RMM | GMSTRN | C | X | 202028366 |  | 000002623495 |  | ERP-MM-DC1 | 2011-12-17 | 20
HR11 | 2210-4-HR11-LFN11CP001 | 2000262236 | 213LFN11CP001 | 213LFN11PI01 | HYDRAZINE INJN.PUMP-A DISCH.PR.INDICATOR | RMI | GIIN-PR | B | X | 202028366 |  | 000002623499 |  | ERP-MM-DC1 | 2011-12-17 | 20
HR11 | 2210-4-HR11-LFN12AA001 | 2000262244 | 213LFN12AA001 | 213LFN12AA001 | HYDRAZINE INJN.PUMP-B SUCTION VALVE | RMM | GMVLVE | B | X | 202028366 |  | 000002623503 |  | ERP-MM-DC1 | 2011-12-17 | 20
HR11 | 2210-4-HR11-LFN12AA002 | 2000262252 | 213LFN12AA002 | 213LFN12AA002 | HYDRAZINE INJN.PUMP-B DISCHARGE VALVE | RMM | GMVLVE | B | X | 202028366 |  | 000002623507 |  | ERP-MM-DC1 | 2011-12-17 | 20
HR11 | 2210-4-HR11-LFN12AA301 | 2000262260 | 213LFN12AA301 | 213LFN12PSV02 | HYDRAZINE INJN.PUMP-B DISCH.PR.SFTY.VALV | RMM | GMVL-RE | C | X | 202028366 |  | 000002623531 |  | ERP-MM-DC1 | 2011-12-17 | 20
HR11 | 2210-4-HR11-LFN12AP001 | 2000262268 | 213LFN12AP001 | 213LFN12AP001 | HYDRAZINE INJECTION NPUMP-B | RMM | GMPUMP | B | X | 202028366 |  | 000002623535 |  | ERP-MM-DC1 | 2011-12-17 | 20
HR11 | 2210-4-HR11-LFN12AP001-M01 | 2000262276 | 213LFN12AP001-M01 | 213LFN12AP001M1 | HYDRAZINE INJECTION PUMP-B MOTOR | RME | GEMOTR | B | X | 202028366 |  | 000002623539 |  | ERP-MM-DC1 | 2011-12-17 | 20
HR11 | 2210-4-HR11-LFN12AT001 | 2000262284 | 213LFN12AT001 | 213LFN12AT001 | HYDRAZINE INJN.PUMP-B SUCTION STRAINER | RMM | GMSTRN | C | X | 202028366 |  | 000002623543 |  | ERP-MM-DC1 | 2011-12-17 | 20
HR11 | 2210-4-HR11-LFN12CP001 | 2000262292 | 213LFN12CP001 | 213LFN12PI01 | HYDRAZINE INJN.PUMP-B DISCH.PR.INDICATOR | RMI | GIIN-PR | B | X | 202028366 |  | 000002623547 |  | ERP-MM-DC1 | 2011-12-17 | 20
HR11 | 2210-4-HR11-LFN31AA302 | 2000262300 | 213LFN31AA302 | 213LFN31PSV02 | PHOSPHATE INJN.PUMP-A DISCH.SFTY.RLF.V/V | RMM | GMVL-RE | C | X | 202028366 |  | 000002623571 |  | ERP-MM-DC1 | 2011-12-17 | 20
HR11 | 2210-4-HR11-LFN31AA701 | 2000262308 | 213LFN31AA701 | 213LFN31AA701 | PHOSPHATE INJN.PUMP-A SUCTION VALVE | RMM | GMVLVE | B | X | 202028366 |  | 000002623575 |  | ERP-MM-DC1 | 2011-12-17 | 20
HR11 | 2210-4-HR11-LFN31AA702 | 2000262316 | 213LFN31AA702 | 213LFN31AA702 | PHOSPHATE INJN.PUMP-A DISCHARGE VALVE | RMM | GMVLVE | B | X | 202028366 |  | 000002623579 |  | ERP-MM-DC1 | 2011-12-17 | 20
HR11 | 2210-4-HR11-LFN31AP001 | 2000262324 | 213LFN31AP001 | 213LFN31AP001 | PHOSPHATE INJECTIONN PUMP-A | RMM | GMPUMP | B | X | 202028366 |  | 000002623583 |  | ERP-MM-DC1 | 2011-12-17 | 20
HR11 | 2210-4-HR11-LFN31AP001-M01 | 2000262332 | 213LFN31AP001-M01 | 213LFN31AP001M1 | PHOSPHATE INJECTION PUMP-A MOTOR | RME | GEMOTR | B | X | 202028366 |  | 000002623587 |  | ERP-MM-DC1 | 2011-12-17 | 20
HR11 | 2210-4-HR11-LFN31AT001 | 2000262340 | 213LFN31AT001 | 213LFN31AT001 | PHOSPHATE INJN.PUMP-A SUCTION STRAINER | RMM | GMSTRN | C | X | 202028366 |  | 000002623611 |  | ERP-MM-DC1 | 2011-12-17 | 20
HR11 | 2210-4-HR11-LFN31CP001 | 2000262348 | 213LFN31CP001 | 213LFN31PI01 | PHOSPHATE INJN.PUMP-A DISCH.PR.INDICATOR | RMI | GIIN-PR | B | X | 202028366 |  | 000002623615 |  | ERP-MM-DC1 | 2011-12-17 | 20
HR11 | 2210-4-HR11-LFN32AA002 | 2000262356 | 213LFN32AA002 | 213LFN32PSV02 | PHOSPHATE INJN.PUMP-B DISCH.SFTY.RLF.V/V | RMM | GMVL-RE | C | X | 202028366 |  | 000002623619 |  | ERP-MM-DC1 | 2011-12-17 | 20
HR11 | 2210-4-HR11-LFN32AA701 | 2000262364 | 213LFN32AA701 | 213LFN32AA701 | PHOSPHATE INJN.PUMP-B SUCTION VALVE | RMM | GMVLVE | B | X | 202028366 |  | 000002623623 |  | ERP-MM-DC1 | 2011-12-17 | 20
HR11 | 2210-4-HR11-LFN32AA702 | 2000262372 | 213LFN32AA702 | 213LFN32AA702 | PHOSPHATE INJN.PUMP-A DISCHARGE VALVE | RMM | GMVLVE | B | X | 202028366 |  | 000002623627 |  | ERP-MM-DC1 | 2011-12-17 | 20
HR11 | 2210-4-HR11-LFN32AP001 | 2000262380 | 213LFN32AP001 | 213LFN32AP001 | PHOSPHATE INJECTION PUMP-B | RMM | GMPUMP | B | X | 202028366 |  | 000002623651 |  | ERP-MM-DC1 | 2011-12-17 | 20
HR11 | 2210-4-HR11-LFN32AP001-M01 | 2000262388 | 213LFN32AP001-M01 | 213LFN32AP001M1 | PHOSPHATE INJECTION PUMP-B MOTOR | RME | GEMOTR | B | X | 202028366 |  | 000002623655 |  | ERP-MM-DC1 | 2011-12-17 | 20
HR11 | 2210-4-HR11-LFN32AT001 | 2000262396 | 213LFN32AT001 | 213LFN32AT001 | PHOSPHATE INJN.PUMP-B SUCTION STRAINER | RMM | GMSTRN | C | X | 202028366 |  | 000002623659 |  | ERP-MM-DC1 | 2011-12-17 | 20
HR11 | 2210-4-HR11-LFN32CP001 | 2000262404 | 213LFN32CP001 | 213LFN32PI01 | PHOSPHATE INJN.PUMP-B DISCH.PR.INDICATOR | RMI | GIIN-PR | B | X | 202028366 |  | 000002623663 |  | ERP-MM-DC1 | 2011-12-17 | 20
HR11 | 2210-4-HR11-MAN20CP001 | 2000262412 | 213MAN20CP001 | 213LBF20PT01 | HP STEAM BYPASS PRESSURE TRANSMITTER | RMI | GIXM-DP | C | X | 202028366 |  | 000002623667 |  | ERP-MM-DC1 | 2011-12-17 | 20
HR11 | 2210-4-HR11-MAN20CT002 | 2000262420 | 213MAN20CT002 | 213LBF20TT02 | HP STEAM BYPASS TEMPERATURE TRANSMITTER | RMI | GIEL-TE | C | X | 202028366 |  | 000002623691 |  | ERP-MM-DC1 | 2011-12-17 | 20
HR11 | 2210-4-HR11-MAN22AA001 | 2000262428 | 213MAN22AA001 | 213LBF22TV01 | HP STEAM BYPASS DRAIN VALVE BEF.CONT.V/V | RMM | GMVL-MO | B | X | 202028366 |  | 000002623695 |  | ERP-MM-DC1 | 2011-12-17 | 20
HR11 | 2210-4-HR11-MAN22AA002 | 2000262436 | 213MAN22AA002 | 213LBF22PV02 | HP STEAM BYPASS CONTROL VALVE | RMM | GMVL-BA | B | X | 202028366 |  | 000002623699 |  | ERP-MM-DC1 | 2011-12-17 | 20
HR11 | 2210-4-HR11-MAN22AA003 | 2000262444 | 213MAN22AA003 | 213LBF22PV03 | HP STEAM BYPASS INJECTION VALVE | RMM | GMVL-BA | B | X | 202028366 |  | 000002623703 |  | ERP-MM-DC1 | 2011-12-17 | 20
HR11 | 2210-4-HR11-MAN22AA004 | 2000262452 | 213MAN22AA004 | 213LBF22TV04 | HP STEAM BYPASS DRAIN VALVE BEF.INJN.V/V | RMM | GMVL-MO | B | X | 202028366 |  | 000002623707 |  | ERP-MM-DC1 | 2011-12-17 | 20
HR11 | 2210-4-HR11-MAN22CT001 | 2000262460 | 213MAN22CT001 | 213LBF22TE01 | HP STEAM BYPASS DRAIN TEMPERATURE ELEMNT | RMI | GIEL-TE | C | X | 202028366 |  | 000002623731 |  | ERP-MM-DC1 | 2011-12-17 | 20
HR11 | 2210-4-HR11-MAN22CT004 | 2000262468 | 213MAN22CT004 | 213LBF22TE04 | HP STEAM BYPASS DRAIN TEMP. ELEMENT | RMI | GIEL-TE | C | X | 202028366 |  | 000002623735 |  | ERP-MM-DC1 | 2011-12-17 | 20
HR11 | 2210-4-HR11-MBR40CP401 | 2000262476 | 213MBR40CP401 | 213MBR40CP401 | HRSG DUCT INLET PRESSURE TEST POINT | RMI | GIIN-PR | C | X | 202028366 |  | 000002623739 |  | ERP-MM-DC1 | 2011-12-17 | 20
HR11 | 2210-4-HR11-MBR40CT001 | 2000262484 | 213MBR40CT001 | 213MBR40CT001 | HRSG DUCT INLET TEMPERATURE ELEMENT | RMI | GIIN-PR | C | X | 202028366 |  | 000002623743 |  | ERP-MM-DC1 | 2011-12-17 | 20
HR11 | 2210-4-HR11-MBR40CT002 | 2000262492 | 213MBR40CT002 | 213MBR40CT002 | HRSG DUCT INLET TEMPERATURE ELEMENT | RMI | GIEL-TE | C | X | 202028366 |  | 000002623747 |  | ERP-MM-DC1 | 2011-12-17 | 20
HR11 | 2210-4-HR11-MBR50AB001 | 2000262500 | 213MBR50AB001 | 213MBR50AB001 | BOILER INLET EXPANSION JOINT | RMM | GMEXJT | C | X | 202028366 |  | 000002623771 |  | ERP-MM-DC1 | 2011-12-17 | 20
HR11 | 2210-4-HR11-MBR50BR001 | 2000262508 | 213MBR50BR001 | 213MBR50BR001 | BOILER INLET DUCT | RMM | GMDUCT | C | X | 202028366 |  | 000002623775 |  | ERP-MM-DC1 | 2011-12-17 | 20
HR11 | 2210-4-HR11-PAB35CT001 | 2000262516 | 213PAB35CT001 | 213PAB35TE01 | SERV.WATER TO BLWDN.RECVR.SUMP TEMP ELMT | RMI | GIEL-TE | C | X | 202028366 |  | 000002623779 |  | ERP-MM-DC1 | 2011-12-17 | 20
HR11 | 2210-4-HR11-PAB40AA001 | 2000262524 | 213PAB40AA001 | 213PAB40TV01 | CW.BLOWDOWN QUENCHING TEMP.CONTROL VALVE | RMM | GMVL-BA | C | X | 202028366 |  | 000002623783 |  | ERP-MM-DC1 | 2011-12-17 | 20
HR11 | 2210-4-HR11-PAB40BR407 | 2000262532 | 213PAB40BR407 | 213PAB40BR407 | CIRC.WATER PIPING FOR BLOWDOWN QUENCHING | RMM | GMPIPE | C | X | 202028366 |  | 000002623787 |  | ERP-MM-DC1 | 2011-12-17 | 20
HR11 | 2210-4-HR11-PAB40CV001 | 2000262540 | 213PAB40CV001 | 213PAB40CV001 | CONTRO VALVE | RMM | GMVL-BA | B | X | 202028366 |  | 000002623811 |  | ERP-MM-DC1 | 2011-12-17 | 20
HR11 | 2210-4-HR11-PGB00 | 2000262548 | 213PGB00 | 213PGB00 | LOCAL INSTRUMENTS | RMI | GISW-FLW | C | X | 202028366 |  | 000002623815 |  | ERP-MM-DC1 | 2011-12-17 | 20
HR11 | 2210-4-HR11-PGB10AA011 | 2000262556 | 213PGB10AA011 | 213PGB10AA011 | HP CIRC.PUMP COOL.WATER INLET ISOL.VALVE | RMM | GMVLVE | B | X | 202028366 |  | 000002623819 |  | ERP-MM-DC1 | 2011-12-17 | 20
HR11 | 2210-4-HR11-PGB10AA012 | 2000262564 | 213PGB10AA012 | 213PGB10AA012 | HP CIRC.PUMP COOL.WATER O/L ISOL. VALVE | RMM | GMVLVE | C | X | 202028366 |  | 000002623823 |  | ERP-MM-DC1 | 2011-12-17 | 20
HR11 | 2210-4-HR11-PGB10AA021 | 2000262572 | 213PGB10AA021 | 213PGB10AA021 | HP CIRC.PUMP COOL.WATER INLET ISOL.VALVE | RMM | GMVLVE | B | X | 202028366 |  | 000002623827 |  | ERP-MM-DC1 | 2011-12-17 | 20
HR11 | 2210-4-HR11-PGB10AA022 | 2000262580 | 213PGB10AA022 | 213PGB10AA022 | HP CIRC.PUMP COOL.WATER O/L ISOL. VALVE | RMM | GMVLVE | C | X | 202028366 |  | 000002623851 |  | ERP-MM-DC1 | 2011-12-17 | 20
HR11 | 2210-4-HR11-PGB10AA031 | 2000262588 | 213PGB10AA031 | 213PGB10AA031 | LP CIRC.PUMP COOL.WATER INLET ISOL.VALVE | RMM | GMVLVE | B | X | 202028366 |  | 000002623855 |  | ERP-MM-DC1 | 2011-12-17 | 20
HR11 | 2210-4-HR11-PGB10AA032 | 2000262596 | 213PGB10AA032 | 213PGB10AA032 | LP CIRC.PUMP COOL.WATER O/L ISOL. VALVE | RMM | GMVLVE | C | X | 202028366 |  | 000002623859 |  | ERP-MM-DC1 | 2011-12-17 | 20
HR11 | 2210-4-HR11-PGB10AA041 | 2000262604 | 213PGB10AA041 | 213PGB10AA041 | LP CIRC.PUMP COOL.WATER INLET ISOL.VALVE | RMM | GMVLVE | B | X | 202028366 |  | 000002623863 |  | ERP-MM-DC1 | 2011-12-17 | 20
HR11 | 2210-4-HR11-PGB10AA042 | 2000262611 | 213PGB10AA042 | 213PGB10AA042 | LP CIRC.PUMP COOL.WATER O/L ISOL. VALVE | RMM | GMVLVE | C | X | 202028366 |  | 000002623866 |  | ERP-MM-DC1 | 2011-12-17 | 20
HR11 | 2210-4-HR11-PGB30AA300 | 2000262618 | 213PGB30AA300 | 213PGB30PSV | BLR.FW.PUMPS CCCW O/L SAFETY VALVES | RMM | GMVL-RE | C | X | 202028366 |  | 000002623869 |  | ERP-MM-DC1 | 2011-12-17 | 20
HR11 | 2210-4-HR11-PGB30AA301 | 2000262625 | 213PGB30AA301 | 213PGB30PSV01 | BLR.FW.PUMP1 C.C.WATER O/L SAFETY VALVE | RMM | GMVL-RE | C | X | 202028366 |  | 000002623892 |  | ERP-MM-DC1 | 2011-12-17 | 20
HR11 | 2210-4-HR11-PGB30AA302 | 2000262633 | 213PGB30AA302 | 213PGB30PSV02 | BLR.FW.PUMP2 C.C.WATER O/L SAFETY VALVE | RMM | GMVL-RE | C | X | 202028366 |  | 000002623896 |  | ERP-MM-DC1 | 2011-12-17 | 20
HR11 | 2210-4-HR11-PGB30AA701 | 2000262641 | 213PGB30AA701 | 213PGB30AA701 | BLR.FW.PUMPS CCCW INLET VALVES | RMM | GMVLVE | B | X | 202028366 |  | 000002623900 |  | ERP-MM-DC1 | 2011-12-17 | 20
HR11 | 2210-4-HR11-PGB30AA702 | 2000262649 | 213PGB30AA702 | 213PGB30AA702 | BLR.FW.PUMPS CCCW OUTLET VALVES | RMM | GMVLVE | B | X | 202028366 |  | 000002623914 |  | ERP-MM-DC1 | 2011-12-17 | 20
HR11 | 2210-4-HR11-PGB30CF001 | 2000262657 | 213PGB30CF001 | 213PGB30FI01 | BLR.FW.PUMP1 CL.COOL.WATER FLOW INDICATR | RMI | GIIN-FL | B | X | 202028366 |  | 000002623918 |  | ERP-MM-DC1 | 2011-12-17 | 20
HR11 | 2210-4-HR11-PGB30CF002 | 2000262665 | 213PGB30CF002 | 213PGB30FI02 | BLR.FW.PUMP2 CL.COOL.WATER FLOW INDICATR | RMI | GIIN-FL | B | X | 202028366 |  | 000002623932 |  | ERP-MM-DC1 | 2011-12-17 | 20
HR11 | 2210-4-HR11-PGB30CT001 | 2000262673 | 213PGB30CT001 | 213PGB30TE/TI | BLR.FW.PUMPS CCCW O/L TEMP ELMNT/INDICTR | RMI | GIEL-TE | C | X | 202028366 |  | 000002623936 |  | ERP-MM-DC1 | 2011-12-17 | 20
HR11 | 2210-4-HR11-PGB31AA301 | 2000262681 | 213PGB31AA301 | 213PGB31PSV01 | LP CIRC.PUMP1 C.C.WATER O/L SAFETY VALVE | RMM | GMVL-RE | C | X | 202028366 |  | 000002623940 |  | ERP-MM-DC1 | 2011-12-17 | 20
HR11 | 2210-4-HR11-PGB31AA302 | 2000262689 | 213PGB31AA302 | 213PGB31PSV02 | LP CIRC.PUMP2 C.C.WATER O/L SAFETY VALVE | RMM | GMVL-RE | C | X | 202028366 |  | 000002623954 |  | ERP-MM-DC1 | 2011-12-17 | 20
HR11 | 2210-4-HR11-PGB31AA701 | 2000262697 | 213PGB31AA701 | 213PGB31AA701 | LP CIRC.PUMPS CCCW INLET VALVE | RMM | GMVLVE | B | X | 202028366 |  | 000002623958 |  | ERP-MM-DC1 | 2011-12-17 | 20
HR11 | 2210-4-HR11-PGB31AA702 | 2000262705 | 213PGB31AA702 | 213PGB31AA702 | LP CIRC.PUMPS CCCW OUTLET VALVE | RMM | GMVLVE | B | X | 202028366 |  | 000002623972 |  | ERP-MM-DC1 | 2011-12-17 | 20
HR11 | 2210-4-HR11-PGB31CF000 | 2000262713 | 213PGB31CF000 | 213PGB31FSL | LP CIRC.PUMPS CCCW O/L FLOW SWITCH | RMI | GISW-FLW | C | X | 202028366 |  | 000002623976 |  | ERP-MM-DC1 | 2011-12-17 | 20
HR11 | 2210-4-HR11-PGB31CF001 | 2000262721 | 213PGB31CF001 | 213PGB31FSL01 | LP CIRC.PUMP-1 CL.COOL.WATER FLOW SWITCH | RMI | GISW-FLW | C | X | 202028366 |  | 000002623980 |  | ERP-MM-DC1 | 2011-12-17 | 20
HR11 | 2210-4-HR11-PGB31CF002 | 2000262729 | 213PGB31CF002 | 213PGB31FSL02 | LP CIRC.PUMP-2 CL.COOL.WATER FLOW SWITCH | RMI | GISW-FLW | C | X | 202028366 |  | 000002623994 |  | ERP-MM-DC1 | 2011-12-17 | 20
HR11 | 2210-4-HR11-PGB31CT001 | 2000262737 | 213PGB31CT001 | 213PGB31TI/TW | LP CIRC.PUMPS CCCW O/L TEMP INDICATOR | RMI | GIIN-TE | C | X | 202028366 |  | 000002623998 |  | ERP-MM-DC1 | 2011-12-17 | 20
HR11 | 2210-4-HR11-PGB33AA300 | 2000262745 | 213PGB33AA300 | 213PGB33PSV | HP CIRC.PUMPS CCCW O/L SAFETY RLF.VALVE | RMM | GMVL-RE | C | X | 202028366 |  | 000002624012 |  | ERP-MM-DC1 | 2011-12-17 | 20
HR11 | 2210-4-HR11-PGB33AA301 | 2000262753 | 213PGB33AA301 | 213PGB33PSV01 | HP CIRC.PUMP1 C.C.WATER O/L SAFETY VALVE | RMM | GMVL-RE | C | X | 202028366 |  | 000002624016 |  | ERP-MM-DC1 | 2011-12-17 | 20
HR11 | 2210-4-HR11-PGB33AA302 | 2000262761 | 213PGB33AA302 | 213PGB33PSV02 | HP CIRC.PUMP2 C.C.WATER O/L SAFETY VALVE | RMM | GMVL-RE | C | X | 202028366 |  | 000002624020 |  | ERP-MM-DC1 | 2011-12-17 | 20
HR11 | 2210-4-HR11-PGB33AA701 | 2000262769 | 213PGB33AA701 | 213PGB33AA701 | HP CIRC.PUMPS CCCW INLET VALVE | RMM | GMVLVE | B | X | 202028366 |  | 000002624034 |  | ERP-MM-DC1 | 2011-12-17 | 20
HR11 | 2210-4-HR11-PGB33AA702 | 2000262777 | 213PGB33AA702 | 213PGB33AA702 | HP CIRC.PUMPS CCCW OUTLET VALVE | RMM | GMVLVE | B | X | 202028366 |  | 000002624038 |  | ERP-MM-DC1 | 2011-12-17 | 20
HR11 | 2210-4-HR11-PGB33CF001 | 2000262785 | 213PGB33CF001 | 213PGB33FSL01 | HP CIRC.PUMP-1 CL.COOL.WATER FLOW SWITCH | RMI | GISW-FLW | C | X | 202028366 |  | 000002624052 |  | ERP-MM-DC1 | 2011-12-17 | 20
HR11 | 2210-4-HR11-PGB33CF002 | 2000262793 | 213PGB33CF002 | 213PGB33FSL02 | HP CIRC.PUMP-2 CL.COOL.WATER FLOW SWITCH | RMI | GISW-FLW | C | X | 202028366 |  | 000002624056 |  | ERP-MM-DC1 | 2011-12-17 | 20
HR11 | 2210-4-HR11-PGB33CT000 | 2000262801 | 213PGB33CT000 | 213PGB33TI/TW | HP CIRC.PUMPS CCCW O/L TEMP INDICATOR | RMI | GIIN-TE | B | X | 202028366 |  | 000002624060 |  | ERP-MM-DC1 | 2011-12-17 | 20
HR11 | 2210-4-HR11-PGB36AA302 | 2000262809 | 213PGB36AA302 | 213PGB36PSV02 | ANALYSER SAELTER CCCW O/L SAFETY VALVE | RMM | GMVL-RE | C | X | 202028366 |  | 000002624074 |  | ERP-MM-DC1 | 2011-12-17 | 20
HR11 | 2210-4-HR11-PGB36CF001 | 2000262817 | 213PGB36CF001 | 213PGB36FG01 | ANALYSER SAELTER CCCW O/L FLOW INDICATOR | RMI | GIIN-FL | B | X | 202028366 |  | 000002624078 |  | ERP-MM-DC1 | 2011-12-17 | 20
HR11 | 2210-4-HR11-PGB36CT001 | 2000262825 | 213PGB36CT001 | 213PGB36TI/TW | ANALYSER SHELTR.CCCW O/L TEMP.INDICATOR | RMI | GIIN-TE | B | X | 202028366 |  | 000002624092 |  | ERP-MM-DC1 | 2011-12-17 | 20
HR11 | 2210-4-HR11-QUL00 | 2000262833 | 213QUL00 | 213QUL00 | LOCAL INSTRUMENTS - GROUPED | RMI | GIELMT | C | X | 202028366 |  | 000002624096 |  | ERP-MM-DC1 | 2011-12-17 | 20
HR11 | 2210-4-HR11-QUL00CQ | 2000262841 | 213QUL00CQ | 213QUL00CQ | ANALYSER - GROUPED | RMI | GIANLZ | C | X | 202028366 |  | 000002624100 |  | ERP-MM-DC1 | 2011-12-17 | 20
HR11 | 2210-4-HR11-QUL10AC001 | 2000262849 | 213QUL10AC001 | 213QUL10AC001 | BFW & STEAM SAMPLING ANALYZER CHILLER | RMM | GMEX-HE | C | X | 202028366 |  | 000002624114 |  | ERP-MM-DC1 | 2011-12-17 | 20
HR11 | 2210-4-HR11-QUL10BF001 | 2000262857 | 213QUL10BF001 | 213QUL10BF001 | CHILLER CHEMICAL ANALYZER | RMI | GIANLZ | C | X | 202028366 |  | 000002624118 |  | ERP-MM-DC1 | 2011-12-17 | 20
HR11 | 2210-4-HR11-QUL10BF001M | 2000262865 | 213QUL10BF001M | 213QUL10BF001 | ANALYZERS | RMI | GIANLZ | C | X | 202028366 |  | 000002624132 |  | ERP-MM-DC1 | 2011-12-17 | 20
HR11 | 2210-4-HR11-QUL35AA002 | 2000262873 | 213QUL35AA002 | 213QUL35TCV02 | SAMP.SYS.FEED WATR.THERMAL SHUT OF VALVE | RMM | GMVL-BA | B | X | 202028366 |  | 000002624136 |  | ERP-MM-DC1 | 2011-12-17 | 20
HR11 | 2210-4-HR11-QUL35AA003 | 2000262881 | 213QUL35AA003 | 213QUL35PCV03 | SAMP.SYS.FW SINK BYPASS CONTROL VALVE | RMM | GMVL-BA | B | X | 202028366 |  | 000002624140 |  | ERP-MM-DC1 | 2011-12-17 | 20
HR11 | 2210-4-HR11-QUL35AA304 | 2000262889 | 213QUL35AA304 | 213QUL35PSV04 | SAMP.SYS.FEEDWATER PR.RELIEF VALVE | RMM | GMVL-RE | B | X | 202028366 |  | 000002624154 |  | ERP-MM-DC1 | 2011-12-17 | 20
HR11 | 2210-4-HR11-QUL35AA701 | 2000262897 | 213QUL35AA701 | 213QUL35HCV01 | SAMP.SYS.FEEDWATER ISOLATION VALVE | RMM | GMVLVE | B | X | 202028366 |  | 000002624158 |  | ERP-MM-DC1 | 2011-12-17 | 20
HR11 | 2210-4-HR11-QUL35CF000 | 2000262905 | 213QUL35CF000 | 213QUL35FI | SAMP.SYS.FEED WATER FLOW INDICATORS | RMI | GIIN-FL | B | X | 202028366 |  | 000002624172 |  | ERP-MM-DC1 | 2011-12-17 | 20
HR11 | 2210-4-HR11-QUL35CP001 | 2000262913 | 213QUL35CP001 | 213QUL35PI01 | SAMPLING SYS.FEED WATER PRESS INDICATOR | RMI | GIIN-PR | B | X | 202028366 |  | 000002624176 |  | ERP-MM-DC1 | 2011-12-17 | 20
HR11 | 2210-4-HR11-QUL35CP002 | 2000262921 | 213QUL35CP002 | 213QUL35PSL02 | SAMPLING SYS.FEED WATER PRESSURE SWITCH | RMI | GISW-CN | C | X | 202028366 |  | 000002624180 |  | ERP-DLGN-EAA | 2013-03-05 | 20
HR11 | 2210-4-HR11-QUL35CQ001 | 2000262929 | 213QUL35CQ001 | 213QUL35AIT01 | CONDUCTIVITY ANALYSER | RMI | GIANLZ | B | X | 202028366 |  | 000002624194 |  | ERP-MM-DC1 | 2011-12-17 | 20
HR11 | 2210-4-HR11-QUL35CQ002 | 2000262937 | 213QUL35CQ002 | 213QUL35AIT02 | PH ANALYSER | RMI | GIANLZ | B | X | 202028366 |  | 000002624198 |  | ERP-MM-DC1 | 2011-12-17 | 20
HR11 | 2210-4-HR11-QUL35CQ003 | 2000262945 | 213QUL35CQ003 | 213QUL35AIT03 | DISSOLVED OXYGEN ANALYSER | RMI | GIANLZ | B | X | 202028366 |  | 000002624212 |  | ERP-MM-DC1 | 2011-12-17 | 20
HR11 | 2210-4-HR11-QUL35CQ004 | 2000262953 | 213QUL35CQ004 | 213QUL35AIT04 | FEED WATER HYDRAZINE ANALYSER | RMI | GIANLZ | B | X | 202028366 |  | 000002624216 |  | ERP-MM-DC1 | 2011-12-17 | 20
HR11 | 2210-4-HR11-QUL35CQ005 | 2000262961 | 213QUL35CQ005 | 213QUL35AIT05 | SILICA ANALYSER | RMI | GIANLZ | B | X | 202028366 |  | 000002624220 |  | ERP-MM-DC1 | 2011-12-17 | 20
HR11 | 2210-4-HR11-QUL35CT001 | 2000262969 | 213QUL35CT001 | 213QUL35TI01 | SAMPL.SYS.F.WATER TEMP.INDICATOR AFT.TCV | RMI | GIIN-TE | B | X | 202028366 |  | 000002624234 |  | ERP-MM-DC1 | 2011-12-17 | 20
HR11 | 2210-4-HR11-QUL35CT003 | 2000262977 | 213QUL35CT003 | 213QUL35TI03 | SAMPL.SYS.F.WATER TEMP.INDICATOR BEF.TCV | RMI | GIIN-TE | B | X | 202028366 |  | 000002624238 |  | ERP-MM-DC1 | 2011-12-17 | 20
HR11 | 2210-4-HR11-QUL40AA002 | 2000262985 | 213QUL40AA002 | 213QUL40TCV02 | SAM.SYS.HPDRUM WAT.THERMAL SHUT OF VALVE | RMM | GMVL-BA | B | X | 202028366 |  | 000002624252 |  | ERP-MM-DC1 | 2011-12-17 | 20
HR11 | 2210-4-HR11-QUL40AA003 | 2000262993 | 213QUL40AA003 | 213QUL40PCV03 | SAMP.SYS.HP DRUM WAT.SINK BYPAS.CONT.V/V | RMM | GMVL-BA | B | X | 202028366 |  | 000002624256 |  | ERP-MM-DC1 | 2011-12-17 | 20
HR11 | 2210-4-HR11-QUL40AA304 | 2000263001 | 213QUL40AA304 | 213QUL40PSV04 | SAMP. SYS.HP DRUM WAT.PR.RELIEF VALVE | RMM | GMVL-RE | C | X | 202028366 |  | 000002624260 |  | ERP-MM-DC1 | 2011-12-17 | 20
HR11 | 2210-4-HR11-QUL40AA701 | 2000263009 | 213QUL40AA701 | 213QUL40HCV01 | SAMP.SYS. HP DRUM WAT.ISOLATION VALVE | RMM | GMVLVE | B | X | 202028366 |  | 000002624274 |  | ERP-MM-DC1 | 2011-12-17 | 20
HR11 | 2210-4-HR11-QUL40CF000 | 2000263017 | 213QUL40CF000 | 213QUL40FI | SAMP.SYS.HP DRUM WATER FLOW INDICATOR | RMI | GIIN-FL | B | X | 202028366 |  | 000002624278 |  | ERP-MM-DC1 | 2011-12-17 | 20
HR11 | 2210-4-HR11-QUL40CP001 | 2000263024 | 213QUL40CP001 | 213QUL40PI01 | SAMPLG.SYS.HP DRUM WATER PRESS INDICATOR | RMI | GIIN-PR | B | X | 202028366 |  | 000002624292 |  | ERP-MM-DC1 | 2011-12-17 | 20
HR11 | 2210-4-HR11-QUL40CP002 | 2000263032 | 213QUL40CP002 | 213QUL40PSL02 | SAMPLING SYS.HPDRUM WAT.PRESSURE SWITCH | RMI | GISW-CN | C | X | 202028366 |  | 000002624296 |  | ERP-DLGN-EAA | 2013-03-05 | 20
HR11 | 2210-4-HR11-QUL40CQ001 | 2000263040 | 213QUL40CQ001 | 213QUL40AIT01 | HP DRUM CONDUCTIVITY ANALYSER | RMI | GIANLZ | B | X | 202028366 |  | 000002624300 |  | ERP-MM-DC1 | 2011-12-17 | 20
HR11 | 2210-4-HR11-QUL40CQ002 | 2000263048 | 213QUL40CQ002 | 213QUL40AIT02 | HP DRUM PH ANALYSER | RMI | GIANLZ | B | X | 202028366 |  | 000002624314 |  | ERP-MM-DC1 | 2011-12-17 | 20
HR11 | 2210-4-HR11-QUL40CQ003 | 2000263056 | 213QUL40CQ003 | 213QUL40AIT03 | HP DRUM SILICA ANALYSER | RMI | GIANLZ | B | X | 202028366 |  | 000002624318 |  | ERP-MM-DC1 | 2011-12-17 | 20
HR11 | 2210-4-HR11-QUL40CT001 | 2000263064 | 213QUL40CT001 | 213QUL40TI01 | SAM.SYS.HPDRUM WAT.TEMP INDICATR AFT.TCV | RMI | GIIN-TE | B | X | 202028366 |  | 000002624332 |  | ERP-MM-DC1 | 2011-12-17 | 20
HR11 | 2210-4-HR11-QUL40CT003 | 2000263072 | 213QUL40CT003 | 213QUL40TI03 | SAM.SYS.HPDRUM WAT.TEMP INDICATR BEF.TCV | RMI | GIIN-TE | B | X | 202028366 |  | 000002624336 |  | ERP-MM-DC1 | 2011-12-17 | 20
HR11 | 2210-4-HR11-QUL42AA002 | 2000263080 | 213QUL42AA002 | 213QUL42TCV02 | SAMP.SYS.SAT.STEAM THERMAL SHUT OF VALVE | RMM | GMVL-BA | B | X | 202028366 |  | 000002624340 |  | ERP-MM-DC1 | 2011-12-17 | 20
HR11 | 2210-4-HR11-QUL42AA003 | 2000263088 | 213QUL42AA003 | 213QUL42PCV03 | SAMP.SYS.HP DRUM SAT.STM.BYPAS.CONT.V/V | RMM | GMVL-BA | B | X | 202028366 |  | 000002624354 |  | ERP-MM-DC1 | 2011-12-17 | 20
HR11 | 2210-4-HR11-QUL42AA304 | 2000263096 | 213QUL42AA304 | 213QUL42PSV04 | SAMP.SYS.HP DRUM SAT.STM.PR.RELIEF VALVE | RMM | GMVL-RE | C | X | 202028366 |  | 000002624358 |  | ERP-MM-DC1 | 2011-12-17 | 20
HR11 | 2210-4-HR11-QUL42AA701 | 2000263104 | 213QUL42AA701 | 213QUL42HCV01 | SAMP.SYS.HP DRUM SAT.STM.ISOLATION VALVE | RMM | GMVLVE | B | X | 202028366 |  | 000002624372 |  | ERP-MM-DC1 | 2011-12-17 | 20
HR11 | 2210-4-HR11-QUL42CF000 | 2000263112 | 213QUL42CF000 | 213QUL42FI | SAMP.SYS.HP DRUM SAT.STEAM FLOW INDICATR | RMI | GIIN-FL | B | X | 202028366 |  | 000002624376 |  | ERP-MM-DC1 | 2011-12-17 | 20
HR11 | 2210-4-HR11-QUL42CP001 | 2000263120 | 213QUL42CP001 | 213QUL42PI01 | SAMPLG.SYS.SAT.STEAM PRESS.INDICATOR | RMI | GIIN-PR | B | X | 202028366 |  | 000002624380 |  | ERP-MM-DC1 | 2011-12-17 | 20
HR11 | 2210-4-HR11-QUL42CP002 | 2000263128 | 213QUL42CP002 | 213QUL42PSL02 | SAMPLING SYS.SAT.STEAM PRESSURE SWITCH | RMI | GISW-CN | C | X | 202028366 |  | 000002624394 |  | ERP-DLGN-EAA | 2013-03-05 | 20
HR11 | 2210-4-HR11-QUL42CQ001 | 2000263136 | 213QUL42CQ001 | 213QUL42AIT01 | CAT CONDUCTIVITY ANALYSER | RMI | GIANLZ | B | X | 202028366 |  | 000002624398 |  | ERP-MM-DC1 | 2011-12-17 | 20
HR11 | 2210-4-HR11-QUL42CT001 | 2000263144 | 213QUL42CT001 | 213QUL42TI01 | SAMP.SYS.SAT.STEAM TEMP.INDICATR AFT.TCV | RMI | GIIN-TE | B | X | 202028366 |  | 000002624412 |  | ERP-MM-DC1 | 2011-12-17 | 20
HR11 | 2210-4-HR11-QUL42CT003 | 2000263152 | 213QUL42CT003 | 213QUL42TI03 | SAMP.SYS.SAT.STEAM TEMP.INDICATR BEF.TCV | RMI | GIIN-TE | B | X | 202028366 |  | 000002624416 |  | ERP-MM-DC1 | 2011-12-17 | 20
HR11 | 2210-4-HR11-SMT01AE001 | 2000263160 | 213SMT01AE001 | 213SMT01AE001 | HOIST | RMM | GMHOST | C | X | 202028366 |  | 000002624420 |  | ERP-MM-DC1 | 2011-12-17 | 20
HR11 | 2210-4-HR11-SMT01AE001-M01 | 2000263168 | 213SMT01AE001-M01 | 213SMT01AE001M1 | HOIST MOTOR | RME | GEMOTR | C | X | 202028366 |  | 000002624434 |  | ERP-MM-DC1 | 2011-12-17 | 20
HR11 | 2210-4-HR11-UHA43GP | 2000263176 | 213UHA43GP | 213UHA43GP | CHIMNEY AIRCRAFT WARNING LIGHTS | RME | GEPA-LG | C | X | 202028366 |  | 000002624438 |  | ERP-MM-DC1 | 2011-12-17 | 20
HR11 | 2210-4-HR11-UMA10BF001 | 2000263184 | 213UMA10BF001 | 213UMD10BF001 | SEALING AIR FAN SKID STRUCTURE |  | GCBUILD | C | X | 202028366 |  | 000002624452 |  | ERP-MM-DC1 | 2011-12-17 | 20
HR12 | 2210-4-HR12-HAC00AC001 | 2000263192 | 214HAC00AC001 | 214HBA00BF001-3 | HP ECONOMIZER/MODULE (3) | RMM | GMECMZ | C | X | 202028366 |  | 000002624456 |  | ERP-MM-DC1 | 2011-12-17 | 20
HR12 | 2210-4-HR12-HAC50AA001 | 2000263200 | 214HAC50AA001 | 214HAC50AA001 | HP FEEDWATER C.V. INLT ISOL VALVE | RMM | GMVL-MO | B | X | 202028366 |  | 000002624460 |  | ERP-MM-DC1 | 2011-12-17 | 20
HR12 | 2210-4-HR12-HAC50AA001-M01 | 2000263208 | 214HAC50AA001-M01 | 214HAC50XV01 | MOTOR FOR HPFW CV I/L VALVE | RME | GEMOTR | B | X | 202028366 |  | 000002624474 |  | ERP-MM-DC1 | 2011-12-17 | 20
HR12 | 2210-4-HR12-HAC50AA002 | 2000263216 | 214HAC50AA002 | 214HAC50FV01 | HP FEEDWATER FLOW CONTROL VALVE | RMM | GMVL-BA | B | X | 202028366 |  | 000002624478 |  | ERP-MM-DC1 | 2011-12-17 | 20
HR12 | 2210-4-HR12-HAC50AA003 | 2000263224 | 214HAC50AA003 | 214HAC50AA003 | HP FEEDWATER C.V. OUTLET ISOL VALVE | RMM | GMVL-MO | B | X | 202028366 |  | 000002624492 |  | ERP-MM-DC1 | 2011-12-17 | 20
HR12 | 2210-4-HR12-HAC50AA003-M01 | 2000263232 | 214HAC50AA003-M01 | 214HAC50XV02 | MOTOR FOR HPFW CV O/L VALVE | RME | GEMOTR | B | X | 202028366 |  | 000002624496 |  | ERP-MM-DC1 | 2011-12-17 | 20
HR12 | 2210-4-HR12-HAC50AA004 | 2000263240 | 214HAC50AA004 | 214HAC50AA004 | HP FEEDWATER C.V. BYPASS VALVE | RMM | GMVL-MO | B | X | 202028366 |  | 000002624500 |  | ERP-MM-DC1 | 2011-12-17 | 20
HR12 | 2210-4-HR12-HAC50AA004-M01 | 2000263248 | 214HAC50AA004-M01 | 214HAC50XV03 | MOTOR FOR HPFW CV BYPASS VALVE | RME | GEMOTR | B | X | 202028366 |  | 000002624514 |  | ERP-MM-DC1 | 2011-12-17 | 20
HR12 | 2210-4-HR12-HAC50AA301 | 2000263256 | 214HAC50AA301 | 214HAC50AA301 | HP FEEDWATER PRESS.INDICATOR ISOL.VALVE | RMM | GMVLVE | B | X | 202028366 |  | 000002624518 |  | ERP-MM-DC1 | 2011-12-17 | 20
HR12 | 2210-4-HR12-HAC50AA302 | 2000263264 | 214HAC50AA302 | 214HAC50AA302 | HP FEEDWATER PRESS.INDICATOR ISOL.VALVE | RMM | GMVLVE | B | X | 202028366 |  | 000002624532 |  | ERP-MM-DC1 | 2011-12-17 | 20
HR12 | 2210-4-HR12-HAC50AA401 | 2000263272 | 214HAC50AA401 | 214HAC50AA401 | HP FEEDWATER DRAIN GLOBE VALVE/T-TYPE | RMM | GMVLVE | B | X | 202028366 |  | 000002624536 |  | ERP-MM-DC1 | 2011-12-17 | 20
HR12 | 2210-4-HR12-HAC50AA402 | 2000263280 | 214HAC50AA402 | 214HAC50AA402 | HP FEEDWATER DRAIN GLOBE VALVE/T-TYPE | RMM | GMVLVE | B | X | 202028366 |  | 000002624540 |  | ERP-MM-DC1 | 2011-12-17 | 20
HR12 | 2210-4-HR12-HAC50AA403 | 2000263288 | 214HAC50AA403 | 214HAC50AA403 | HP FEEDWATER DRAIN GLOBE VALVE/T-TYPE | RMM | GMVLVE | B | X | 202028366 |  | 000002624554 |  | ERP-MM-DC1 | 2011-12-17 | 20
HR12 | 2210-4-HR12-HAC50AA404 | 2000263296 | 214HAC50AA404 | 214HAC50AA404 | HP FEEDWATER DRAIN GLOBE VALVE/T-TYPE | RMM | GMVLVE | B | X | 202028366 |  | 000002624558 |  | ERP-MM-DC1 | 2011-12-17 | 20
HR12 | 2210-4-HR12-HAC50AA405 | 2000263304 | 214HAC50AA405 | 214HAC50AA405 | HP FEEDWATER DRAIN GLOBE VALVE/T-TYPE | RMM | GMVLVE | B | X | 202028366 |  | 000002624572 |  | ERP-MM-DC1 | 2011-12-17 | 20
HR12 | 2210-4-HR12-HAC50AA406 | 2000263312 | 214HAC50AA406 | 214HAC50AA406 | HP FEEDWATER DRAIN GLOBE VALVE/T-TYPE | RMM | GMVLVE | B | X | 202028366 |  | 000002624576 |  | ERP-MM-DC1 | 2011-12-17 | 20
HR12 | 2210-4-HR12-HAC50AA501 | 2000263320 | 214HAC50AA501 | 214HAC50AA501 | HP ECO VENT GLOBE VALVE/Y-TYPE | RMM | GMVLVE | B | X | 202028366 |  | 000002624580 |  | ERP-MM-DC1 | 2011-12-17 | 20
HR12 | 2210-4-HR12-HAC50AA502 | 2000263328 | 214HAC50AA502 | 214HAC50AA502 | HP ECO VENT GLOBE VALVE/Y-TYPE | RMM | GMVLVE | B | X | 202028366 |  | 000002624594 |  | ERP-MM-DC1 | 2011-12-17 | 20
HR12 | 2210-4-HR12-HAC50CF000 | 2000263336 | 214HAC50CF000 | 214HAC50FV01 | CONTROL VALVE | RMM | GMVL-BA | B | X | 202028366 |  | 000002624598 |  | ERP-MM-DC1 | 2011-12-17 | 20
HR12 | 2210-4-HR12-HAC50CP001 | 2000263344 | 214HAC50CP001 | 214HAC50PT01 | HP.FW.TO STM.DRUM PRESS.TRANSMITTER | RMI | GIXM-DP | C | X | 202028366 |  | 000002624612 |  | ERP-MM-DC1 | 2011-12-17 | 20
HR12 | 2210-4-HR12-HAC50CT001 | 2000263352 | 214HAC50CT001 | 214HAC50CT001 | HP FW TEMP.ELEMENT BEFORE FCV | RMI | GIEL-TE | C | X | 202028366 |  | 000002624616 |  | ERP-MM-DC1 | 2011-12-17 | 20
HR12 | 2210-4-HR12-HAD00 | 2000263360 | 214HAD00 | 214HAD00 | LOCAL INDICATORS | RMI | GIINDC | C | X | 202028366 |  | 000002624620 |  | ERP-MM-DC1 | 2011-12-17 | 20
HR12 | 2210-4-HR12-HAD00AC001 | 2000263368 | 214HAD00AC001 | 214HBA00BF001-2 | HP EVAPORATOR/MODULE (2) | RMM | GMEVPR | C | X | 202028366 |  | 000002624634 |  | ERP-MM-DC1 | 2011-12-17 | 20
HR12 | 2210-4-HR12-HAD00AC002 | 2000263376 | 214HAD00AC002 | 214HBA00BF001-4 | LP EVAPORATOR MODULE (4) | RMM | GMEVPR | C | X | 202028366 |  | 000002624638 |  | ERP-MM-DC1 | 2011-12-17 | 20
HR12 | 2210-4-HR12-HAD00CT000 | 2000263384 | 214HAD00CT000 | 214HAD00CT000 | TEMP ELEMENTS | RMI | GIEL-TE | C | X | 202028366 |  | 000002624652 |  | ERP-MM-DC1 | 2011-12-17 | 20
HR12 | 2210-4-HR12-HAD10AA | 2000263392 | 214HAD10AA | 214HAD10AA | HRSG-1 LP DRUM VALVES GROUP-1 | RMM | GMVLVE | C | X | 202028366 |  | 000002624656 |  | ERP-MM-DC1 | 2011-12-17 | 20
HR12 | 2210-4-HR12-HAD10AA191 | 2000263400 | 214HAD10AA191 | 214HAD10PSV01 | LP ST DRUM SAFETY RELIEF VALVE-A | RMM | GMVL-RE | C | X | 202028366 |  | 000002624660 |  | ERP-MM-DC1 | 2011-12-17 | 20
HR12 | 2210-4-HR12-HAD10AA192 | 2000263408 | 214HAD10AA192 | 214HAD10PSV02 | LP ST DRUM SAFETY RELIEF VALVE-B | RMM | GMVL-RE | C | X | 202028366 |  | 000002624674 |  | ERP-MM-DC1 | 2011-12-17 | 20
HR12 | 2210-4-HR12-HAD10AA193 | 2000263416 | 214HAD10AA193 | 214HAD10AA193 | LP ST DRUM VACUUM VALVE | RMM | GMVL-RE | C | X | 202028366 |  | 000002624678 |  | ERP-MM-DC1 | 2011-12-17 | 20
HR12 | 2210-4-HR12-HAD10AA301 | 2000263424 | 214HAD10AA301 | 214HAD10AA301 | LP ST DRUM LEVEL INDICATOR ISOL. VALVE | RMM | GMVLVE | B | X | 202028366 |  | 000002624692 |  | ERP-MM-DC1 | 2011-12-17 | 20
HR12 | 2210-4-HR12-HAD10AA302 | 2000263432 | 214HAD10AA302 | 214HAD10AA302 | LP ST DRUM LEVEL INDICATOR ISOL. VALVE | RMM | GMVLVE | B | X | 202028366 |  | 000002624696 |  | ERP-MM-DC1 | 2011-12-17 | 20
HR12 | 2210-4-HR12-HAD10AA303 | 2000263440 | 214HAD10AA303 | 214HAD10AA303 | LP ST DRUM LEVEL INDICATOR ISOL. VALVE | RMM | GMVLVE | B | X | 202028366 |  | 000002624700 |  | ERP-MM-DC1 | 2011-12-17 | 20
HR12 | 2210-4-HR12-HAD10AA304 | 2000263448 | 214HAD10AA304 | 214HAD10AA304 | LP ST DRUM LEVEL INDICATOR ISOL. VALVE | RMM | GMVLVE | B | X | 202028366 |  | 000002624714 |  | ERP-MM-DC1 | 2011-12-17 | 20
HR12 | 2210-4-HR12-HAD10AA305 | 2000263456 | 214HAD10AA305 | 214HAD10AA305 | LP ST DRUM LEVEL INDICATOR ISOL. VALVE | RMM | GMVLVE | B | X | 202028366 |  | 000002624718 |  | ERP-MM-DC1 | 2011-12-17 | 20
HR12 | 2210-4-HR12-HAD10AA306 | 2000263464 | 214HAD10AA306 | 214HAD10AA306 | LP ST DRUM LEVEL INDICATOR ISOL. VALVE | RMM | GMVLVE | B | X | 202028366 |  | 000002624732 |  | ERP-MM-DC1 | 2011-12-17 | 20
HR12 | 2210-4-HR12-HAD10AA307 | 2000263472 | 214HAD10AA307 | 214HAD10AA307 | LP ST DRUM LEVEL INDICATOR ISOL. VALVE | RMM | GMVLVE | B | X | 202028366 |  | 000002624736 |  | ERP-MM-DC1 | 2011-12-17 | 20
HR12 | 2210-4-HR12-HAD10AA308 | 2000263480 | 214HAD10AA308 | 214HAD10AA308 | LP ST DRUM LEVEL INDICATOR ISOL. VALVE | RMM | GMVLVE | B | X | 202028366 |  | 000002624740 |  | ERP-MM-DC1 | 2011-12-17 | 20
HR12 | 2210-4-HR12-HAD10AA309 | 2000263488 | 214HAD10AA309 | 214HAD10AA309 | LP ST DRUM LEVEL TRANSMITTER ISOL. VALVE | RMM | GMVLVE | C | X | 202028366 |  | 000002624754 |  | ERP-MM-DC1 | 2011-12-17 | 20
HR12 | 2210-4-HR12-HAD10AA310 | 2000263496 | 214HAD10AA310 | 214HAD10AA310 | LP ST DRUM LEVEL TRANSMITTER ISOL. VALVE | RMM | GMVLVE | C | X | 202028366 |  | 000002624758 |  | ERP-MM-DC1 | 2011-12-17 | 20
HR12 | 2210-4-HR12-HAD10AA311 | 2000263504 | 214HAD10AA311 | 214HAD10AA311 | LP ST DRUM LEVEL TRANSMITTER ISOL. VALVE | RMM | GMVLVE | C | X | 202028366 |  | 000002624772 |  | ERP-MM-DC1 | 2011-12-17 | 20
HR12 | 2210-4-HR12-HAD10AA312 | 2000263512 | 214HAD10AA312 | 214HAD10AA312 | LP ST DRUM LEVEL TRANSMITTER ISOL. VALVE | RMM | GMVLVE | C | X | 202028366 |  | 000002624776 |  | ERP-MM-DC1 | 2011-12-17 | 20
HR12 | 2210-4-HR12-HAD10AA313 | 2000263520 | 214HAD10AA313 | 214HAD10AA313 | LP ST DRUM LEVEL TRANSMITTER ISOL. VALVE | RMM | GMVLVE | C | X | 202028366 |  | 000002624780 |  | ERP-MM-DC1 | 2011-12-17 | 20
HR12 | 2210-4-HR12-HAD10AA314 | 2000263528 | 214HAD10AA314 | 214HAD10AA314 | LP ST DRUM LEVEL TRANSMITTER ISOL. VALVE | RMM | GMVLVE | C | X | 202028366 |  | 000002624794 |  | ERP-MM-DC1 | 2011-12-17 | 20
HR12 | 2210-4-HR12-HAD10AA315 | 2000263536 | 214HAD10AA315 | 214HAD10AA315 | LP ST DRUM LEVEL TRANSMITTER ISOL. VALVE | RMM | GMVLVE | C | X | 202028366 |  | 000002624798 |  | ERP-MM-DC1 | 2011-12-17 | 20
HR12 | 2210-4-HR12-HAD10AA316 | 2000263544 | 214HAD10AA316 | 214HAD10AA316 | LP ST DRUM LEVEL TRANSMITTER ISOL. VALVE | RMM | GMVLVE | C | X | 202028366 |  | 000002624812 |  | ERP-MM-DC1 | 2011-12-17 | 20
HR12 | 2210-4-HR12-HAD10AA317 | 2000263552 | 214HAD10AA317 | 214HAD10AA317 | LP ST DRUM LEVEL TRANSMITTER ISOL. VALVE | RMM | GMVLVE | C | X | 202028366 |  | 000002624816 |  | ERP-MM-DC1 | 2011-12-17 | 20
HR12 | 2210-4-HR12-HAD10AA318 | 2000263560 | 214HAD10AA318 | 214HAD10AA318 | LP ST DRUM LEVEL TRANSMITTER ISOL. VALVE | RMM | GMVLVE | C | X | 202028366 |  | 000002624820 |  | ERP-MM-DC1 | 2011-12-17 | 20
HR12 | 2210-4-HR12-HAD10AA319 | 2000263568 | 214HAD10AA319 | 214HAD10AA319 | LP ST DRUM LEVEL TRANSMITTER ISOL. VALVE | RMM | GMVLVE | C | X | 202028366 |  | 000002624834 |  | ERP-MM-DC1 | 2011-12-17 | 20
HR12 | 2210-4-HR12-HAD10AA320 | 2000263576 | 214HAD10AA320 | 214HAD10AA320 | LP ST DRUM LEVEL TRANSMITTER ISOL. VALVE | RMM | GMVLVE | C | X | 202028366 |  | 000002624838 |  | ERP-MM-DC1 | 2011-12-17 | 20
HR12 | 2210-4-HR12-HAD10AA321 | 2000263584 | 214HAD10AA321 | 214HAD10AA321 | LP ST DRUM LEVEL TRANSMITTER ISOL. VALVE | RMM | GMVLVE | C | X | 202028366 |  | 000002624852 |  | ERP-MM-DC1 | 2011-12-17 | 20
HR12 | 2210-4-HR12-HAD10AA322 | 2000263592 | 214HAD10AA322 | 214HAD10AA322 | LP ST DRUM LEVEL TRANSMITTER ISOL. VALVE | RMM | GMVLVE | C | X | 202028366 |  | 000002624856 |  | ERP-MM-DC1 | 2011-12-17 | 20
HR12 | 2210-4-HR12-HAD10AA323 | 2000263600 | 214HAD10AA323 | 214HAD10AA323 | LP ST DRUM LEVEL TRANSMITTER ISOL. VALVE | RMM | GMVLVE | C | X | 202028366 |  | 000002624860 |  | ERP-MM-DC1 | 2011-12-17 | 20
HR12 | 2210-4-HR12-HAD10AA324 | 2000263608 | 214HAD10AA324 | 214HAD10AA324 | LP ST DRUM LEVEL TRANSMITTER ISOL. VALVE | RMM | GMVLVE | C | X | 202028366 |  | 000002624874 |  | ERP-MM-DC1 | 2011-12-17 | 20
HR12 | 2210-4-HR12-HAD10AA325 | 2000263616 | 214HAD10AA325 | 214HAD10AA325 | LP ST DRUM PRESS. INDICATOR ISOL. VALVE | RMM | GMVLVE | B | X | 202028366 |  | 000002624878 |  | ERP-MM-DC1 | 2011-12-17 | 20
HR12 | 2210-4-HR12-HAD10AA326 | 2000263624 | 214HAD10AA326 | 214HAD10AA326 | LP ST DRUM PRESS. INDICATOR ISOL. VALVE | RMM | GMVLVE | B | X | 202028366 |  | 000002624892 |  | ERP-MM-DC1 | 2011-12-17 | 20
HR12 | 2210-4-HR12-HAD10AA327 | 2000263632 | 214HAD10AA327 | 214HAD10AA327 | LP ST DRUM PRESS. INDICATOR ISOL. VALVE | RMM | GMVLVE | B | X | 202028366 |  | 000002624896 |  | ERP-MM-DC1 | 2011-12-17 | 20
HR12 | 2210-4-HR12-HAD10AA328 | 2000263640 | 214HAD10AA328 | 214HAD10AA328 | LP ST DRUM PRESS. INDICATOR ISOL. VALVE | RMM | GMVLVE | B | X | 202028366 |  | 000002624900 |  | ERP-MM-DC1 | 2011-12-17 | 20
HR12 | 2210-4-HR12-HAD10AA329 | 2000263648 | 214HAD10AA329 | 214HAD10AA329 | LP ST DRUM PRESS. INDICATOR ISOL. VALVE | RMM | GMVLVE | B | X | 202028366 |  | 000002624914 |  | ERP-MM-DC1 | 2011-12-17 | 20
HR12 | 2210-4-HR12-HAD10AA330 | 2000263656 | 214HAD10AA330 | 214HAD10AA330 | LP ST DRUM PRESS. INDICATOR ISOL. VALVE | RMM | GMVLVE | B | X | 202028366 |  | 000002624918 |  | ERP-MM-DC1 | 2011-12-17 | 20
HR12 | 2210-4-HR12-HAD10AA331 | 2000263664 | 214HAD10AA331 | 214HAD10AA331 | LP ST DRUM PRESS. INDICATOR ISOL. VALVE | RMM | GMVLVE | B | X | 202028366 |  | 000002624932 |  | ERP-MM-DC1 | 2011-12-17 | 20
HR12 | 2210-4-HR12-HAD10AA332 | 2000263672 | 214HAD10AA332 | 214HAD10AA332 | LP ST DRUM PRESS. INDICATOR ISOL. VALVE | RMM | GMVLVE | B | X | 202028366 |  | 000002624936 |  | ERP-MM-DC1 | 2011-12-17 | 20
HR12 | 2210-4-HR12-HAD10AA401 | 2000263679 | 214HAD10AA401 | 214HAD10AA401 | LP ST DRUM INTERM.BLOWDOWN ISOL.VALVE | RMM | GMVL-MO | C | X | 202028366 |  | 000002624940 |  | ERP-MM-DC1 | 2011-12-17 | 20
HR12 | 2210-4-HR12-HAD10AA402 | 2000263687 | 214HAD10AA402 | 214HAD10AA402 | LP ST DRUM INTERM.BLOWDOWN ISOL.VALVE | RMM | GMVLVE | B | X | 202028366 |  | 000002624954 |  | ERP-MM-DC1 | 2011-12-17 | 20
HR12 | 2210-4-HR12-HAD10AA403 | 2000263695 | 214HAD10AA403 | 214HAD10AA403 | LP ST DRUM LEV.INDICATOR DRAIN VALVE | RMM | GMVLVE | B | X | 202028366 |  | 000002624958 |  | ERP-MM-DC1 | 2011-12-17 | 20
HR12 | 2210-4-HR12-HAD10AA404 | 2000263703 | 214HAD10AA404 | 214HAD10AA404 | LP ST DRUM LEV.INDICATOR DRAIN VALVE | RMM | GMVLVE | B | X | 202028366 |  | 000002624972 |  | ERP-MM-DC1 | 2011-12-17 | 20
HR12 | 2210-4-HR12-HAD10AA405 | 2000263711 | 214HAD10AA405 | 214HAD10AA405 | LP ST DRUM LEV.INDICATOR DRAIN VALVE | RMM | GMVLVE | B | X | 202028366 |  | 000002624976 |  | ERP-MM-DC1 | 2011-12-17 | 20
HR12 | 2210-4-HR12-HAD10AA406 | 2000263719 | 214HAD10AA406 | 214HAD10AA406 | LP ST DRUM LEV.INDICATOR DRAIN VALVE | RMM | GMVLVE | B | X | 202028366 |  | 000002624980 |  | ERP-MM-DC1 | 2011-12-17 | 20
HR12 | 2210-4-HR12-HAD10AA407 | 2000263727 | 214HAD10AA407 | 214HAD10AA407 | LP ST DRUM LEV.INDICATOR DRAIN VALVE | RMM | GMVLVE | B | X | 202028366 |  | 000002624994 |  | ERP-MM-DC1 | 2011-12-17 | 20
HR12 | 2210-4-HR12-HAD10AA408 | 2000263735 | 214HAD10AA408 | 214HAD10AA408 | LP ST DRUM LEV.INDICATOR DRAIN VALVE | RMM | GMVLVE | B | X | 202028366 |  | 000002624998 |  | ERP-MM-DC1 | 2011-12-17 | 20
HR12 | 2210-4-HR12-HAD10AA501 | 2000263743 | 214HAD10AA501 | 214HAD10AA501 | LP DRUM RISER (BC002) VENT VALVE | RMM | GMVLVE | B | X | 202028366 |  | 000002625012 |  | ERP-MM-DC1 | 2011-12-17 | 20
HR12 | 2210-4-HR12-HAD10AA502 | 2000263751 | 214HAD10AA502 | 214HAD10AA502 | LP DRUM RISER (BC002) VENT VALVE/T-TYPE | RMM | GMVLVE | B | X | 202028366 |  | 000002625016 |  | ERP-MM-DC1 | 2011-12-17 | 20
HR12 | 2210-4-HR12-HAD10AA503 | 2000263759 | 214HAD10AA503 | 214HAD10AA503 | LP RISER VENT VALVE | RMM | GMVLVE | B | X | 202028366 |  | 000002625020 |  | ERP-MM-DC1 | 2011-12-17 | 20
HR12 | 2210-4-HR12-HAD10AA504 | 2000263767 | 214HAD10AA504 | 214HAD10AA504 | LP RISER VENT VALVE/T-TYPE | RMM | GMVLVE | B | X | 202028366 |  | 000002625034 |  | ERP-MM-DC1 | 2011-12-17 | 20
HR12 | 2210-4-HR12-HAD10AA505 | 2000263775 | 214HAD10AA505 | 214HAD10AA505 | LP ST DRUM LEV.INDICATOR VENT VALVE | RMM | GMVLVE | B | X | 202028366 |  | 000002625038 |  | ERP-MM-DC1 | 2011-12-17 | 20
HR12 | 2210-4-HR12-HAD10AA506 | 2000263783 | 214HAD10AA506 | 214HAD10AA506 | LP ST DRUM LEV.INDICATOR VENT VALVE | RMM | GMVLVE | B | X | 202028366 |  | 000002625052 |  | ERP-MM-DC1 | 2011-12-17 | 20
HR12 | 2210-4-HR12-HAD10AA507 | 2000263791 | 214HAD10AA507 | 214HAD10AA507 | LP ST DRUM LEV.INDICATOR VENT VALVE | RMM | GMVLVE | B | X | 202028366 |  | 000002625056 |  | ERP-MM-DC1 | 2011-12-17 | 20
HR12 | 2210-4-HR12-HAD10AA508 | 2000263799 | 214HAD10AA508 | 214HAD10AA508 | LP ST DRUM LEV.INDICATOR VENT VALVE | RMM | GMVLVE | B | X | 202028366 |  | 000002625060 |  | ERP-MM-DC1 | 2011-12-17 | 20
HR12 | 2210-4-HR12-HAD10AA509 | 2000263807 | 214HAD10AA509 | 214HAD10AA509 | LP ST DRUM LEV.TRNSMTR.VENT VALVE | RMM | GMVLVE | C | X | 202028366 |  | 000002625074 |  | ERP-MM-DC1 | 2011-12-17 | 20
HR12 | 2210-4-HR12-HAD10AA510 | 2000263815 | 214HAD10AA510 | 214HAD10AA510 | LP ST DRUM LEV.TRNSMTR.VENT VALVE | RMM | GMVLVE | C | X | 202028366 |  | 000002625078 |  | ERP-MM-DC1 | 2011-12-17 | 20
HR12 | 2210-4-HR12-HAD10AA511 | 2000263823 | 214HAD10AA511 | 214HAD10AA511 | LP ST DRUM LEV.TRNSMTR.VENT VALVE | RMM | GMVLVE | C | X | 202028366 |  | 000002625092 |  | ERP-MM-DC1 | 2011-12-17 | 20
HR12 | 2210-4-HR12-HAD10AA512 | 2000263831 | 214HAD10AA512 | 214HAD10AA512 | LP ST DRUM LEV.TRNSMTR.VENT VALVE | RMM | GMVLVE | C | X | 202028366 |  | 000002625096 |  | ERP-MM-DC1 | 2011-12-17 | 20
HR12 | 2210-4-HR12-HAD10AA513 | 2000263839 | 214HAD10AA513 | 214HAD10AA513 | LP ST DRUM LEV.TRNSMTR.VENT VALVE | RMM | GMVLVE | C | X | 202028366 |  | 000002625100 |  | ERP-MM-DC1 | 2011-12-17 | 20
HR12 | 2210-4-HR12-HAD10AA514 | 2000263847 | 214HAD10AA514 | 214HAD10AA514 | LP ST DRUM LEV.TRNSMTR.VENT VALVE | RMM | GMVLVE | C | X | 202028366 |  | 000002625114 |  | ERP-MM-DC1 | 2011-12-17 | 20
HR12 | 2210-4-HR12-HAD10AA515 | 2000263855 | 214HAD10AA515 | 214HAD10AA515 | LP ST DRUM LEV.TRNSMTR.VENT VALVE | RMM | GMVLVE | C | X | 202028366 |  | 000002625118 |  | ERP-MM-DC1 | 2011-12-17 | 20
HR12 | 2210-4-HR12-HAD10AA516 | 2000263863 | 214HAD10AA516 | 214HAD10AA516 | LP ST DRUM LEV.TRNSMTR.VENT VALVE | RMM | GMVLVE | C | X | 202028366 |  | 000002625132 |  | ERP-MM-DC1 | 2011-12-17 | 20
HR12 | 2210-4-HR12-HAD10BB001 | 2000263871 | 214HAD10BB001 | 214HAD10BB001 | LP STEAM DRUM | RMM | GMDRUM | C | X | 202028366 |  | 000002625136 |  | ERP-MM-DC1 | 2011-12-17 | 20
HR12 | 2210-4-HR12-HAD10BS001 | 2000263879 | 214HAD10BS001 | 214HAD10BS001 | PSV SILENCER, LP/DA SATURATED STEAM | RMM | GMSLNR | C | X | 202028366 |  | 000002625140 |  | ERP-MM-DC1 | 2011-12-17 | 20
HR12 | 2210-4-HR12-HAD10BS002 | 2000263887 | 214HAD10BS002 | 214HAD10BS002 | PSV SILENCER, LP/DA SATURATED STEAM | RMM | GMSLNR | C | X | 202028366 |  | 000002625154 |  | ERP-MM-DC1 | 2011-12-17 | 20
HR12 | 2210-4-HR12-HAD10CL001 | 2000263895 | 214HAD10CL001 | 214HAD10LT3A | LP STEAM DRUM LEVEL TRANSMITTER | RMI | GIXM-LC | C | X | 202028366 |  | 000002625158 |  | ERP-MM-DC1 | 2011-12-17 | 20
HR12 | 2210-4-HR12-HAD10CL002 | 2000263903 | 214HAD10CL002 | 214HAD10LT3B | LP STEAM DRUM LEVEL TRANSMITTER | RMI | GIXM-LC | C | X | 202028366 |  | 000002625172 |  | ERP-MM-DC1 | 2011-12-17 | 20
HR12 | 2210-4-HR12-HAD10CL003 | 2000263911 | 214HAD10CL003 | 214HAD10LT3C | LP STEAM DRUM LEVEL TRANSMITTER | RMI | GIXM-LC | C | X | 202028366 |  | 000002625176 |  | ERP-MM-DC1 | 2011-12-17 | 20
HR12 | 2210-4-HR12-HAD10CL501 | 2000263919 | 214HAD10CL501 | 214HAD10CL501 | LP DRUM LEVEL GAUGE | RMI | GIIN-LV | B | X | 202028366 |  | 000002625180 |  | ERP-MM-DC1 | 2011-12-17 | 20
HR12 | 2210-4-HR12-HAD10CL502 | 2000263927 | 214HAD10CL502 | 214HAD10CL502 | LP DRUM LEVEL GAUGE | RMI | GIIN-LV | B | X | 202028366 |  | 000002625194 |  | ERP-MM-DC1 | 2011-12-17 | 20
HR12 | 2210-4-HR12-HAD10CL503 | 2000263935 | 214HAD10CL503 | 214HAD10CL503 | LP DRUM HYDRASTER LEVEL GAUGE | RMI | GIIN-LV | B | X | 202028366 |  | 000002625198 |  | ERP-MM-DC1 | 2011-12-17 | 20
HR12 | 2210-4-HR12-HAD10CP001 | 2000263943 | 214HAD10CP001 | 214HAD10PT3A | LP STEAM DRUM PRESSURE TRANSMITTER | RMI | GIXM-DP | C | X | 202028366 |  | 000002625212 |  | ERP-MM-DC1 | 2011-12-17 | 20
HR12 | 2210-4-HR12-HAD10CP002 | 2000263951 | 214HAD10CP002 | 214HAD10PT3B | LP STEAM DRUM PRESSURE TRANSMITTER | RMI | GIXM-DP | C | X | 202028366 |  | 000002625216 |  | ERP-MM-DC1 | 2011-12-17 | 20
HR12 | 2210-4-HR12-HAD10CP003 | 2000263959 | 214HAD10CP003 | 214HAD10PI3C | LP STEAM DRUM PRESSURE TRANSMITTER | RMI | GIXM-DP | C | X | 202028366 |  | 000002625220 |  | ERP-MM-DC1 | 2011-12-17 | 20
HR12 | 2210-4-HR12-HAD10CP501 | 2000263967 | 214HAD10CP501 | 214HAD10CP501 | LP STEAM DRUM PRESSURE INDICATOR | RMI | GIIN-PR | C | X | 202028366 |  | 000002625234 |  | ERP-MM-DC1 | 2011-12-17 | 20
HR12 | 2210-4-HR12-HAD10CT001 | 2000263975 | 214HAD10CT001 | 214HAD10TE01 | LP STEAM DRUM TEMPERATURE ELEMENT | RMI | GIEL-TE | C | X | 202028366 |  | 000002625238 |  | ERP-MM-DC1 | 2011-12-17 | 20
HR12 | 2210-4-HR12-HAD10CT401 | 2000263983 | 214HAD10CT401 | 214HAD10CT401 | LP ST.DRUM RISER TEMP.TEST POCKET | RMI | GITHRW | C | X | 202028366 |  | 000002625252 |  | ERP-MM-DC1 | 2011-12-17 | 20
HR12 | 2210-4-HR12-HAD10GH001 | 2000263991 | 214HAD10GH001 | 214HAD10LT04 | LP/DA HYDRASTEP COTNROL UNIT | RMI | GICTLR | C | X | 202028366 |  | 000002625256 |  | ERP-MM-DC1 | 2011-12-17 | 20
HR12 | 2210-4-HR12-HAD50AA191 | 2000263999 | 214HAD50AA191 | 214HAD50AA191 | HP ST.DRUM SAFETY VALVE | RMM | GMVL-RE | C | X | 202028366 |  | 000002625260 |  | ERP-MM-DC1 | 2011-12-17 | 20
HR12 | 2210-4-HR12-HAD50AA192 | 2000264007 | 214HAD50AA192 | 214HAD50AA192 | HP ST.DRUM SA-V SAFETY VALVE | RMM | GMVL-RE | C | X | 202028366 |  | 000002625274 |  | ERP-MM-DC1 | 2011-12-17 | 20
HR12 | 2210-4-HR12-HAD50AA301 | 2000264015 | 214HAD50AA301 | 214HAD50AA301 | HP ST.DRUM LEV.INDICATOR ISOL.VALVE | RMM | GMVLVE | B | X | 202028366 |  | 000002625278 |  | ERP-MM-DC1 | 2011-12-17 | 20
HR12 | 2210-4-HR12-HAD50AA302 | 2000264023 | 214HAD50AA302 | 214HAD50AA302 | HP ST.DRUM LEV.INDICATOR ISOL.VALVE | RMM | GMVLVE | B | X | 202028366 |  | 000002625292 |  | ERP-MM-DC1 | 2011-12-17 | 20
HR12 | 2210-4-HR12-HAD50AA303 | 2000264031 | 214HAD50AA303 | 214HAD50AA303 | HP ST.DRUM LEV.INDICATOR ISOL.VALVE | RMM | GMVLVE | B | X | 202028366 |  | 000002625296 |  | ERP-MM-DC1 | 2011-12-17 | 20
HR12 | 2210-4-HR12-HAD50AA304 | 2000264039 | 214HAD50AA304 | 214HAD50AA304 | HP ST.DRUM LEV.INDICATOR ISOL.VALVE | RMM | GMVLVE | B | X | 202028366 |  | 000002625300 |  | ERP-MM-DC1 | 2011-12-17 | 20
HR12 | 2210-4-HR12-HAD50AA305 | 2000264047 | 214HAD50AA305 | 214HAD50AA305 | HP ST.DRUM LEV.INDICATOR ISOL.VALVE | RMM | GMVLVE | B | X | 202028366 |  | 000002625314 |  | ERP-MM-DC1 | 2011-12-17 | 20
HR12 | 2210-4-HR12-HAD50AA306 | 2000264055 | 214HAD50AA306 | 214HAD50AA306 | HP ST.DRUM LEV.INDICATOR ISOL.VALVE | RMM | GMVLVE | B | X | 202028366 |  | 000002625318 |  | ERP-MM-DC1 | 2011-12-17 | 20
HR12 | 2210-4-HR12-HAD50AA307 | 2000264063 | 214HAD50AA307 | 214HAD50AA307 | HP ST.DRUM LEV.INDICATOR ISOL.VALVE | RMM | GMVLVE | B | X | 202028366 |  | 000002625332 |  | ERP-MM-DC1 | 2011-12-17 | 20
HR12 | 2210-4-HR12-HAD50AA308 | 2000264071 | 214HAD50AA308 | 214HAD50AA308 | HP ST.DRUM LEV.INDICATOR ISOL.VALVE | RMM | GMVLVE | B | X | 202028366 |  | 000002625336 |  | ERP-MM-DC1 | 2011-12-17 | 20
HR12 | 2210-4-HR12-HAD50AA309 | 2000264079 | 214HAD50AA309 | 214HAD50AA309 | HP ST.DRUM LEVEL TRANSMITTER ISOL.VALVE | RMM | GMVLVE | C | X | 202028366 |  | 000002625340 |  | ERP-MM-DC1 | 2011-12-17 | 20
HR12 | 2210-4-HR12-HAD50AA310 | 2000264087 | 214HAD50AA310 | 214HAD50AA310 | HP ST.DRUM LEVEL TRANSMITTER ISOL.VALVE | RMM | GMVLVE | C | X | 202028366 |  | 000002625354 |  | ERP-MM-DC1 | 2011-12-17 | 20
HR12 | 2210-4-HR12-HAD50AA311 | 2000264095 | 214HAD50AA311 | 214HAD50AA311 | HP ST.DRUM LEVEL TRANSMITTER ISOL.VALVE | RMM | GMVLVE | C | X | 202028366 |  | 000002625358 |  | ERP-MM-DC1 | 2011-12-17 | 20
HR12 | 2210-4-HR12-HAD50AA312 | 2000264103 | 214HAD50AA312 | 214HAD50AA312 | HP ST.DRUM LEVEL TRANSMITTER ISOL.VALVE | RMM | GMVLVE | C | X | 202028366 |  | 000002625372 |  | ERP-MM-DC1 | 2011-12-17 | 20
HR12 | 2210-4-HR12-HAD50AA313 | 2000264111 | 214HAD50AA313 | 214HAD50AA313 | HP ST.DRUM LEVEL TRANSMITTER ISOL.VALVE | RMM | GMVLVE | C | X | 202028366 |  | 000002625376 |  | ERP-MM-DC1 | 2011-12-17 | 20
HR12 | 2210-4-HR12-HAD50AA314 | 2000264119 | 214HAD50AA314 | 214HAD50AA314 | HP ST.DRUM LEVEL TRANSMITTER ISOL.VALVE | RMM | GMVLVE | C | X | 202028366 |  | 000002625380 |  | ERP-MM-DC1 | 2011-12-17 | 20
HR12 | 2210-4-HR12-HAD50AA315 | 2000264127 | 214HAD50AA315 | 214HAD50AA315 | HP ST.DRUM LEVEL TRANSMITTER ISOL.VALVE | RMM | GMVLVE | C | X | 202028366 |  | 000002625394 |  | ERP-MM-DC1 | 2011-12-17 | 20
HR12 | 2210-4-HR12-HAD50AA316 | 2000264135 | 214HAD50AA316 | 214HAD50AA316 | HP ST.DRUM LEVEL TRANSMITTER ISOL.VALVE | RMM | GMVLVE | C | X | 202028366 |  | 000002625398 |  | ERP-MM-DC1 | 2011-12-17 | 20
HR12 | 2210-4-HR12-HAD50AA317 | 2000264143 | 214HAD50AA317 | 214HAD50AA317 | HP ST.DRUM LEVEL TRANSMITTER ISOL.VALVE | RMM | GMVLVE | C | X | 202028366 |  | 000002625412 |  | ERP-MM-DC1 | 2011-12-17 | 20
HR12 | 2210-4-HR12-HAD50AA318 | 2000264151 | 214HAD50AA318 | 214HAD50AA318 | HP ST.DRUM LEVEL TRANSMITTER ISOL.VALVE | RMM | GMVLVE | C | X | 202028366 |  | 000002625416 |  | ERP-MM-DC1 | 2011-12-17 | 20
HR12 | 2210-4-HR12-HAD50AA319 | 2000264159 | 214HAD50AA319 | 214HAD50AA319 | HP ST.DRUM LEVEL TRANSMITTER ISOL.VALVE | RMM | GMVLVE | C | X | 202028366 |  | 000002625420 |  | ERP-MM-DC1 | 2011-12-17 | 20
HR12 | 2210-4-HR12-HAD50AA320 | 2000264167 | 214HAD50AA320 | 214HAD50AA320 | HP ST.DRUM LEVEL TRANSMITTER ISOL.VALVE | RMM | GMVLVE | C | X | 202028366 |  | 000002625434 |  | ERP-MM-DC1 | 2011-12-17 | 20
HR12 | 2210-4-HR12-HAD50AA321 | 2000264175 | 214HAD50AA321 | 214HAD50AA321 | HP ST.DRUM LEVEL TRANSMITTER ISOL.VALVE | RMM | GMVLVE | C | X | 202028366 |  | 000002625438 |  | ERP-MM-DC1 | 2011-12-17 | 20
HR12 | 2210-4-HR12-HAD50AA322 | 2000264183 | 214HAD50AA322 | 214HAD50AA322 | HP ST.DRUM LEVEL TRANSMITTER ISOL.VALVE | RMM | GMVLVE | C | X | 202028366 |  | 000002625452 |  | ERP-MM-DC1 | 2011-12-17 | 20
HR12 | 2210-4-HR12-HAD50AA323 | 2000264191 | 214HAD50AA323 | 214HAD50AA323 | HP ST.DRUM LEVEL TRANSMITTER ISOL.VALVE | RMM | GMVLVE | C | X | 202028366 |  | 000002625456 |  | ERP-MM-DC1 | 2011-12-17 | 20
HR12 | 2210-4-HR12-HAD50AA324 | 2000264199 | 214HAD50AA324 | 214HAD50AA324 | HP ST.DRUM LEVEL TRANSMITTER ISOL.VALVE | RMM | GMVLVE | C | X | 202028366 |  | 000002625460 |  | ERP-MM-DC1 | 2011-12-17 | 20
HR12 | 2210-4-HR12-HAD50AA325 | 2000264207 | 214HAD50AA325 | 214HAD50AA325 | HP ST.DRUM PRESS.TRANSMITTER ISOL.VALVE | RMM | GMVLVE | C | X | 202028366 |  | 000002625474 |  | ERP-MM-DC1 | 2011-12-17 | 20
HR12 | 2210-4-HR12-HAD50AA326 | 2000264215 | 214HAD50AA326 | 214HAD50AA326 | HP ST.DRUM PRESS.TRANSMITTER ISOL.VALVE | RMM | GMVLVE | C | X | 202028366 |  | 000002625478 |  | ERP-MM-DC1 | 2011-12-17 | 20
HR12 | 2210-4-HR12-HAD50AA327 | 2000264223 | 214HAD50AA327 | 214HAD50AA327 | HP ST.DRUM PRESS.TRANSMITTER ISOL.VALVE | RMM | GMVLVE | C | X | 202028366 |  | 000002625492 |  | ERP-MM-DC1 | 2011-12-17 | 20
HR12 | 2210-4-HR12-HAD50AA328 | 2000264231 | 214HAD50AA328 | 214HAD50AA328 | HP ST.DRUM PRESS.TRANSMITTER ISOL.VALVE | RMM | GMVLVE | C | X | 202028366 |  | 000002625496 |  | ERP-MM-DC1 | 2011-12-17 | 20
HR12 | 2210-4-HR12-HAD50AA329 | 2000264239 | 214HAD50AA329 | 214HAD50AA329 | HP ST.DRUM PRESS.INDICATOR ISOL.VALVE | RMM | GMVLVE | B | X | 202028366 |  | 000002625500 |  | ERP-MM-DC1 | 2011-12-17 | 20
HR12 | 2210-4-HR12-HAD50AA330 | 2000264247 | 214HAD50AA330 | 214HAD50AA330 | HP ST.DRUM PRESS.INDICATOR ISOL.VALVE | RMM | GMVLVE | B | X | 202028366 |  | 000002625514 |  | ERP-MM-DC1 | 2011-12-17 | 20
HR12 | 2210-4-HR12-HAD50AA331 | 2000264255 | 214HAD50AA331 | 214HAD50AA331 | HP ST.DRUM PRESS.INDICATOR ISOL.VALVE | RMM | GMVLVE | B | X | 202028366 |  | 000002625518 |  | ERP-MM-DC1 | 2011-12-17 | 20
HR12 | 2210-4-HR12-HAD50AA332 | 2000264263 | 214HAD50AA332 | 214HAD50AA332 | HP ST.DRUM PRESS.INDICATOR ISOL.VALVE | RMM | GMVLVE | B | X | 202028366 |  | 000002625532 |  | ERP-MM-DC1 | 2011-12-17 | 20
HR12 | 2210-4-HR12-HAD50AA401 | 2000264271 | 214HAD50AA401 | 214HAD50AA401 | HP ST.DRUM INTERM BLOWDOWN ISOL.VALVE | RMM | GMVL-MO | B | X | 202028366 |  | 000002625536 |  | ERP-MM-DC1 | 2011-12-17 | 20
HR12 | 2210-4-HR12-HAD50AA402 | 2000264279 | 214HAD50AA402 | 214HAD50AA402 | HP ST.DRUM INTERM BLOWDOWN ISOL.VALVE | RMM | GMVLVE | B | X | 202028366 |  | 000002625540 |  | ERP-MM-DC1 | 2011-12-17 | 20
HR12 | 2210-4-HR12-HAD50AA405 | 2000264287 | 214HAD50AA405 | 214HAD50AA405 | HP ST.DRUM LEV.INDICATOR DRAIN VALVE | RMM | GMVLVE | B | X | 202028366 |  | 000002625554 |  | ERP-MM-DC1 | 2011-12-17 | 20
HR12 | 2210-4-HR12-HAD50AA406 | 2000264295 | 214HAD50AA406 | 214HAD50AA406 | HP ST.DRUM LEV.INDICATOR DRAIN VALVE | RMM | GMVLVE | B | X | 202028366 |  | 000002625558 |  | ERP-MM-DC1 | 2011-12-17 | 20
HR12 | 2210-4-HR12-HAD50AA407 | 2000264303 | 214HAD50AA407 | 214HAD50AA407 | HP ST.DRUM LEV.INDICATOR DRAIN VALVE | RMM | GMVLVE | B | X | 202028366 |  | 000002625572 |  | ERP-MM-DC1 | 2011-12-17 | 20
HR12 | 2210-4-HR12-HAD50AA408 | 2000264311 | 214HAD50AA408 | 214HAD50AA408 | HP ST.DRUM LEV.INDICATOR DRAIN VALVE | RMM | GMVLVE | B | X | 202028366 |  | 000002625576 |  | ERP-MM-DC1 | 2011-12-17 | 20
HR12 | 2210-4-HR12-HAD50AA409 | 2000264319 | 214HAD50AA409 | 214HAD50AA409 | HP ST.DRUM LEV.TRANSMITTER ISOL.VALVE | RMM | GMVLVE | C | X | 202028366 |  | 000002625580 |  | ERP-MM-DC1 | 2011-12-17 | 20
HR12 | 2210-4-HR12-HAD50AA410 | 2000264327 | 214HAD50AA410 | 214HAD50AA410 | HP ST.DRUM LEV.TRANSMITTER ISOL.VALVE | RMM | GMVLVE | C | X | 202028366 |  | 000002625594 |  | ERP-MM-DC1 | 2011-12-17 | 20
HR12 | 2210-4-HR12-HAD50AA417 | 2000264335 | 214HAD50AA417 | 214HAD50AA417 | HP ST.DRUM CONT.BLOWDOWN ISOL.VALVE | RMM | GMVLVE | C | X | 202028366 |  | 000002625598 |  | ERP-MM-DC1 | 2011-12-17 | 20
HR12 | 2210-4-HR12-HAD50AA418 | 2000264343 | 214HAD50AA418 | 214HAD50AA418 | HP ST.DRUM CONT.BLOWDOWN ISOL.V/V/T-TYPE | RMM | GMVL-MO | B | X | 202028366 |  | 000002625612 |  | ERP-MM-DC1 | 2011-12-17 | 20
HR12 | 2210-4-HR12-HAD50AA419 | 2000264351 | 214HAD50AA419 | 214HAD50AA419 | HP ST.DRUM CONT.BLOWDOWN ISOL. VALVE | RMM | GMVLVE | B | X | 202028366 |  | 000002625616 |  | ERP-MM-DC1 | 2011-12-17 | 20
HR12 | 2210-4-HR12-HAD50AA501 | 2000264359 | 214HAD50AA501 | 214HAD50AA501 | HP ST.DRUM RISER VENT VALVE | RMM | GMVLVE | B | X | 202028366 |  | 000002625620 |  | ERP-MM-DC1 | 2011-12-17 | 20
HR12 | 2210-4-HR12-HAD50AA502 | 2000264367 | 214HAD50AA502 | 214HAD50AA502 | HP ST.DRUM RISER VENT VALVE | RMM | GMVLVE | B | X | 202028366 |  | 000002625634 |  | ERP-MM-DC1 | 2011-12-17 | 20
HR12 | 2210-4-HR12-HAD50AA503 | 2000264375 | 214HAD50AA503 | 214HAD50AA503 | HP ST.DRUM LEV.INDICATOR VENT VALVE | RMM | GMVLVE | B | X | 202028366 |  | 000002625638 |  | ERP-MM-DC1 | 2011-12-17 | 20
HR12 | 2210-4-HR12-HAD50AA504 | 2000264383 | 214HAD50AA504 | 214HAD50AA504 | HP ST.DRUM LEV.INDICATOR VENT VALVE | RMM | GMVLVE | B | X | 202028366 |  | 000002625652 |  | ERP-MM-DC1 | 2011-12-17 | 20
HR12 | 2210-4-HR12-HAD50AA505 | 2000264391 | 214HAD50AA505 | 214HAD50AA505 | HP ST.DRUM LEV.INDICATOR VENT VALVE | RMM | GMVLVE | B | X | 202028366 |  | 000002625656 |  | ERP-MM-DC1 | 2011-12-17 | 20
HR12 | 2210-4-HR12-HAD50AA506 | 2000264399 | 214HAD50AA506 | 214HAD50AA506 | HP ST.DRUM LEV.INDICATOR VENT VALVE | RMM | GMVLVE | B | X | 202028366 |  | 000002625660 |  | ERP-MM-DC1 | 2011-12-17 | 20
HR12 | 2210-4-HR12-HAD50AA507 | 2000264407 | 214HAD50AA507 | 214HAD50AA507 | HP ST.DRUM LEV.TRANSMITTER VENT VALVE | RMM | GMVLVE | C | X | 202028366 |  | 000002625674 |  | ERP-MM-DC1 | 2011-12-17 | 20
HR12 | 2210-4-HR12-HAD50AA508 | 2000264415 | 214HAD50AA508 | 214HAD50AA508 | HP ST.DRUM LEV.TRANSMITTER VENT VALVE | RMM | GMVLVE | C | X | 202028366 |  | 000002625678 |  | ERP-MM-DC1 | 2011-12-17 | 20
HR12 | 2210-4-HR12-HAD50AA509 | 2000264423 | 214HAD50AA509 | 214HAD50AA509 | HP ST.DRUM LEV.TRANSMITTER VENT VALVE | RMM | GMVLVE | C | X | 202028366 |  | 000002625692 |  | ERP-MM-DC1 | 2011-12-17 | 20
HR12 | 2210-4-HR12-HAD50AA510 | 2000264431 | 214HAD50AA510 | 214HAD50AA510 | HP ST.DRUM LEV.TRANSMITTER VENT VALVE | RMM | GMVLVE | C | X | 202028366 |  | 000002625696 |  | ERP-MM-DC1 | 2011-12-17 | 20
HR12 | 2210-4-HR12-HAD50AA511 | 2000264439 | 214HAD50AA511 | 214HAD50AA511 | HP ST.DRUM LEV.TRANSMITTER VENT VALVE | RMM | GMVLVE | C | X | 202028366 |  | 000002625700 |  | ERP-MM-DC1 | 2011-12-17 | 20
HR12 | 2210-4-HR12-HAD50AA512 | 2000264447 | 214HAD50AA512 | 214HAD50AA512 | HP ST.DRUM LEV.TRANSMITTER VENT VALVE | RMM | GMVLVE | C | X | 202028366 |  | 000002625714 |  | ERP-MM-DC1 | 2011-12-17 | 20
HR12 | 2210-4-HR12-HAD50AA513 | 2000264455 | 214HAD50AA513 | 214HAD50AA513 | HP ST.DRUM LEV.TRANSMITTER VENT VALVE | RMM | GMVLVE | C | X | 202028366 |  | 000002625718 |  | ERP-MM-DC1 | 2011-12-17 | 20
HR12 | 2210-4-HR12-HAD50AA514 | 2000264463 | 214HAD50AA514 | 214HAD50AA514 | HP ST.DRUM LEV.TRANSMITTER VENT VALVE | RMM | GMVLVE | C | X | 202028366 |  | 000002625732 |  | ERP-MM-DC1 | 2011-12-17 | 20
HR12 | 2210-4-HR12-HAD50AA601 | 2000264471 | 214HAD50AA601 | 214HAD50AA601 | HP ST.DRUM PHOSPHATE CHECK VALVE/PISTON | RMM | GMVLVE | C | X | 202028366 |  | 000002625736 |  | ERP-MM-DC1 | 2011-12-17 | 20
HR12 | 2210-4-HR12-HAD50AA602 | 2000264479 | 214HAD50AA602 | 214HAD50AA602 | HP ST.DRUM PHOSPHATE ISOL.VALVE/T-TYPE | RMM | GMVLVE | C | X | 202028366 |  | 000002625740 |  | ERP-MM-DC1 | 2011-12-17 | 20
HR12 | 2210-4-HR12-HAD50AA603 | 2000264487 | 214HAD50AA603 | 214HAD50AA603 | HP ST.DRUM PHOSPHATE ISOL.VALVE/T-TYPE | RMM | GMVLVE | C | X | 202028366 |  | 000002625754 |  | ERP-MM-DC1 | 2011-12-17 | 20
HR12 | 2210-4-HR12-HAD50AA604 | 2000264495 | 214HAD50AA604 | 214HAD50AA604 | HP ST. DRUM SAMPLING ISOL. VALVE | RMM | GMVLVE | C | X | 202028366 |  | 000002625758 |  | ERP-MM-DC1 | 2011-12-17 | 20
HR12 | 2210-4-HR12-HAD50AA605 | 2000264503 | 214HAD50AA605 | 214HAD50AA605 | HP ST. DRUM SAMPLING ISOL. VALVE | RMM | GMVLVE | C | X | 202028366 |  | 000002625772 |  | ERP-MM-DC1 | 2011-12-17 | 20
HR12 | 2210-4-HR12-HAD50BB001 | 2000264511 | 214HAD50BB001 | 214HAD50BB001 | HP STEAM DRUM | RMM | GMDRUM | C | X | 202028366 |  | 000002625776 |  | ERP-MM-DC1 | 2011-12-17 | 20
HR12 | 2210-4-HR12-HAD50BS001 | 2000264519 | 214HAD50BS001 | 214HAD50BS001 | PSV SILENCERE-1 HP SATURATED STEAM | RMM | GMSLNR | C | X | 202028366 |  | 000002625780 |  | ERP-MM-DC1 | 2011-12-17 | 20
HR12 | 2210-4-HR12-HAD50BS002 | 2000264527 | 214HAD50BS002 | 214HAD50BS002 | PSV SILENCER-2 HP SATURATED STEAM | RMM | GMSLNR | C | X | 202028366 |  | 000002625794 |  | ERP-MM-DC1 | 2011-12-17 | 20
HR12 | 2210-4-HR12-HAD50CL001 | 2000264535 | 214HAD50CL001 | 214HAD50LT3A | HP ST.DRUM LEVEL TRANSMITTER | RMI | GIXM-LC | C | X | 202028366 |  | 000002625798 |  | ERP-MM-DC1 | 2011-12-17 | 20
HR12 | 2210-4-HR12-HAD50CL002 | 2000264543 | 214HAD50CL002 | 214HAD50LT3B | HP ST.DRUM LEVEL TRANSMITTER | RMI | GIXM-LC | C | X | 202028366 |  | 000002625812 |  | ERP-MM-DC1 | 2011-12-17 | 20
HR12 | 2210-4-HR12-HAD50CL003 | 2000264551 | 214HAD50CL003 | 214HAD50LT3C | HP ST.DRUM LEVEL TRANSMITTER | RMI | GIXM-LC | C | X | 202028366 |  | 000002625816 |  | ERP-MM-DC1 | 2011-12-17 | 20
HR12 | 2210-4-HR12-HAD50CL501 | 2000264559 | 214HAD50CL501 | 214HAD50CL501 | HP DRUM LEVEL GAUGE-1 | RMI | GIIN-LV | B | X | 202028366 |  | 000002625820 |  | ERP-MM-DC1 | 2011-12-17 | 20
HR12 | 2210-4-HR12-HAD50CL502 | 2000264567 | 214HAD50CL502 | 214HAD50CL502 | HP DRUM LEVEL GAUGE-2 | RMI | GIIN-LV | B | X | 202028366 |  | 000002625834 |  | ERP-MM-DC1 | 2011-12-17 | 20
HR12 | 2210-4-HR12-HAD50CL503 | 2000264575 | 214HAD50CL503 | 214HAD50CL503 | HP DRUM HYDRASTEP LEVEL GAUGE | RMI | GIIN-LV | B | X | 202028366 |  | 000002625838 |  | ERP-MM-DC1 | 2011-12-17 | 20
HR12 | 2210-4-HR12-HAD50CL503A | 2000264583 | 214HAD50CL503A | 214HAD50CL503A | HP DRUM HYDRASTEP INDICATOR | RMI | GIINDC | C | X | 202028366 |  | 000002625852 |  | ERP-MM-DC1 | 2011-12-17 | 20
HR12 | 2210-4-HR12-HAD50CP001 | 2000264591 | 214HAD50CP001 | 214HAD50PT3A | HP ST.DRUM PRESSURE TRANSMITTER | RMI | GIXM-DP | C | X | 202028366 |  | 000002625856 |  | ERP-MM-DC1 | 2011-12-17 | 20
HR12 | 2210-4-HR12-HAD50CP002 | 2000264599 | 214HAD50CP002 | 214HAD50PT3B | HP ST.DRUM PRESSURE TRANSMITTER | RMI | GIXM-DP | C | X | 202028366 |  | 000002625860 |  | ERP-MM-DC1 | 2011-12-17 | 20
HR12 | 2210-4-HR12-HAD50CP003 | 2000264607 | 214HAD50CP003 | 214HAD50PT3C | HP ST.DRUM PRESSURE TRANSMITTER | RMI | GIXM-DP | C | X | 202028366 |  | 000002625874 |  | ERP-MM-DC1 | 2011-12-17 | 20
HR12 | 2210-4-HR12-HAD50CP501 | 2000264615 | 214HAD50CP501 | 214HAD50PI06 | HP ST.DRUM PRESSURE INDICATOR | RMI | GIIN-PR | C | X | 202028366 |  | 000002625878 |  | ERP-MM-DC1 | 2011-12-17 | 20
HR12 | 2210-4-HR12-HAD50CT001 | 2000264623 | 214HAD50CT001 | 214HAD50TE01 | HP ST.DRUM TEMPERATURE ELEMENT | RMI | GIEL-TE | C | X | 202028366 |  | 000002625892 |  | ERP-MM-DC1 | 2011-12-17 | 20
HR12 | 2210-4-HR12-HAD50CT002 | 2000264631 | 214HAD50CT002 | 214HAD50TE02 | HP ST.DRUM TEMPERATURE ELEMENT | RMI | GIEL-TE | C | X | 202028366 |  | 000002625896 |  | ERP-MM-DC1 | 2011-12-17 | 20
HR12 | 2210-4-HR12-HAD50CT401 | 2000264639 | 214HAD50CT401 | 214HAD50CT401 | HP RISER TEMPERATURE TESTPOINT | RMI | GITHRW | C | X | 202028366 |  | 000002625900 |  | ERP-MM-DC1 | 2011-12-17 | 20
HR12 | 2210-4-HR12-HAD50GH001 | 2000264647 | 214HAD50GH001 | 214HAD50LT04 | HP HYDRSTEP CONTROL UNIT | RMI | GICTLR | C | X | 202028366 |  | 000002625914 |  | ERP-MM-DC1 | 2011-12-17 | 20
HR12 | 2210-4-HR12-HAG00 | 2000264655 | 214HAG00 | 214HAG00 | LOCAL INSTRUMENTS - GROUPED | RMI | GIELMT | C | X | 202028366 |  | 000002625918 |  | ERP-MM-DC1 | 2011-12-17 | 20
HR12 | 2210-4-HR12-HAG11 | 2000264663 | 214HAG11 | NOENTRIES | PRESSURE TRANSMITTER | RME | GERELY | C | X | 202028366 |  | 000002625932 |  | ERP-MM-DC1 | 2011-12-17 | 20
HR12 | 2210-4-HR12-HAG11AA000 | 2000264671 | 214HAG11AA000 | 214HAG11AA000 | LIMIT SWITCH | RMI | GISW-LM | C | X | 202028366 |  | 000002625936 |  | ERP-MM-DC1 | 2011-12-17 | 20
HR12 | 2210-4-HR12-HAG11AA001 | 2000264679 | 214HAG11AA001 | 214HAG11AA001 | LP CIRC.PUMP-A SUCTION VALVE | RMM | GMVLVE | B | X | 202028366 |  | 000002625940 |  | ERP-MM-DC1 | 2011-12-17 | 20
HR12 | 2210-4-HR12-HAG11AA002 | 2000264687 | 214HAG11AA002 | 214HAG11AA002 | LP CIRC.PUMP-A DISCH.CHECK VALVE/SWING | RMM | GMVLVE | C | X | 202028366 |  | 000002625954 |  | ERP-MM-DC1 | 2011-12-17 | 20
HR12 | 2210-4-HR12-HAG11AA003 | 2000264695 | 214HAG11AA003 | 214HAG11AA003 | LP CIRC.PUMP-A DISCHARGE VALVE | RMM | GMVLVE | B | X | 202028366 |  | 000002625958 |  | ERP-MM-DC1 | 2011-12-17 | 20
HR12 | 2210-4-HR12-HAG11AA301 | 2000264703 | 214HAG11AA301 | 214HAG11AA301 | LP CIRC.PUMP SUC.STRAINER PDI ISOL.VALVE | RMM | GMVLVE | C | X | 202028366 |  | 000002625972 |  | ERP-MM-DC1 | 2011-12-17 | 20
HR12 | 2210-4-HR12-HAG11AA302 | 2000264711 | 214HAG11AA302 | 214HAG11AA302 | LP CIRC.PUMP SUC.STRAINER PDI ISOL.VALVE | RMM | GMVLVE | C | X | 202028366 |  | 000002625976 |  | ERP-MM-DC1 | 2011-12-17 | 20
HR12 | 2210-4-HR12-HAG11AA303 | 2000264719 | 214HAG11AA303 | 214HAG11AA303 | LP CIRC.PUMP SUC.STRAINER PDI ISOL.VALVE | RMM | GMVLVE | C | X | 202028366 |  | 000002625980 |  | ERP-MM-DC1 | 2011-12-17 | 20
HR12 | 2210-4-HR12-HAG11AA304 | 2000264727 | 214HAG11AA304 | 214HAG11AA304 | LP CIRC.PUMP SUC.STRAINER PDI ISOL.VALVE | RMM | GMVLVE | C | X | 202028366 |  | 000002625994 |  | ERP-MM-DC1 | 2011-12-17 | 20
HR12 | 2210-4-HR12-HAG11AA305 | 2000264735 | 214HAG11AA305 | 214HAG11AA305 | LP CIRC.PUMP SUC.PI ISOL.VALVE | RMM | GMVLVE | C | X | 202028366 |  | 000002625998 |  | ERP-MM-DC1 | 2011-12-17 | 20
HR12 | 2210-4-HR12-HAG11AA306 | 2000264743 | 214HAG11AA306 | 214HAG11AA306 | LP CIRC.PUMP SUC.PI ISOL.VALVE | RMM | GMVLVE | C | X | 202028366 |  | 000002626012 |  | ERP-MM-DC1 | 2011-12-17 | 20
HR12 | 2210-4-HR12-HAG11AA307 | 2000264751 | 214HAG11AA307 | 214HAG11AA307 | LP CIRC.PUMP DISCH.PI ISOL.VALVE | RMM | GMVLVE | C | X | 202028366 |  | 000002626016 |  | ERP-MM-DC1 | 2011-12-17 | 20
HR12 | 2210-4-HR12-HAG11AA308 | 2000264759 | 214HAG11AA308 | 214HAG11AA308 | LP CIRC.PUMP DISCH.PI ISOL.VALVE | RMM | GMVLVE | C | X | 202028366 |  | 000002626020 |  | ERP-MM-DC1 | 2011-12-17 | 20
HR12 | 2210-4-HR12-HAG11AA309 | 2000264767 | 214HAG11AA309 | 214HAG11AA309 | LP CIRC.PUMP DISCH.PDSL ISOL.VALVE | RMM | GMVLVE | C | X | 202028366 |  | 000002626034 |  | ERP-MM-DC1 | 2011-12-17 | 20
HR12 | 2210-4-HR12-HAG11AA310 | 2000264775 | 214HAG11AA310 | 214HAG11AA310 | LP CIRC.PUMP DISCH.PDSL ISOL.VALVE | RMM | GMVLVE | C | X | 202028366 |  | 000002626038 |  | ERP-MM-DC1 | 2011-12-17 | 20
HR12 | 2210-4-HR12-HAG11AA311 | 2000264783 | 214HAG11AA311 | 214HAG11AA311 | LP CIRC.PUMP DISCH.PDSL ISOL.VALVE | RMM | GMVLVE | C | X | 202028366 |  | 000002626052 |  | ERP-MM-DC1 | 2011-12-17 | 20
HR12 | 2210-4-HR12-HAG11AA312 | 2000264791 | 214HAG11AA312 | 214HAG11AA312 | LP CIRC.PUMP DISCH.PDSL ISOL.VALVE | RMM | GMVLVE | C | X | 202028366 |  | 000002626056 |  | ERP-MM-DC1 | 2011-12-17 | 20
HR12 | 2210-4-HR12-HAG11AA401 | 2000264799 | 214HAG11AA401 | 214HAG11AA401 | LP CIRC.PUMP-A SUCT.FILTER DRAIN VALVE | RMM | GMVLVE | C | X | 202028366 |  | 000002626060 |  | ERP-MM-DC1 | 2011-12-17 | 20
HR12 | 2210-4-HR12-HAG11AA402 | 2000264807 | 214HAG11AA402 | 214HAG11AA402 | LP CIRC.PUMP-A SUCT.FILTER DRAIN VALVE | RMM | GMVLVE | C | X | 202028366 |  | 000002626074 |  | ERP-MM-DC1 | 2011-12-17 | 20
HR12 | 2210-4-HR12-HAG11AA403 | 2000264815 | 214HAG11AA403 | 214HAG11AA403 | LP CIRC.PUMP-A DRAIN VALVE | RMM | GMVLVE | B | X | 202028366 |  | 000002626078 |  | ERP-MM-DC1 | 2011-12-17 | 20
HR12 | 2210-4-HR12-HAG11AA404 | 2000264823 | 214HAG11AA404 | 214HAG11AA404 | LP CIRC.PUMP-A DRAIN VALVE | RMM | GMVLVE | B | X | 202028366 |  | 000002626092 |  | ERP-MM-DC1 | 2011-12-17 | 20
HR12 | 2210-4-HR12-HAG11AA405 | 2000264831 | 214HAG11AA405 | 214HAG11AA405 | LP CIRC.PUMP-A DISCH.DRAIN VALVE | RMM | GMVLVE | B | X | 202028366 |  | 000002626096 |  | ERP-MM-DC1 | 2011-12-17 | 20
HR12 | 2210-4-HR12-HAG11AA406 | 2000264839 | 214HAG11AA406 | 214HAG11AA406 | LP CIRC.PUMP-A DISCH.DRAIN VALVE | RMM | GMVLVE | B | X | 202028366 |  | 000002626100 |  | ERP-MM-DC1 | 2011-12-17 | 20
HR12 | 2210-4-HR12-HAG11AA407 | 2000264847 | 214HAG11AA407 | 214HAG11AA407 | LP CIRC.PUMP-A DISCH.DRAIN VALVE | RMM | GMVLVE | B | X | 202028366 |  | 000002626114 |  | ERP-MM-DC1 | 2011-12-17 | 20
HR12 | 2210-4-HR12-HAG11AA408 | 2000264855 | 214HAG11AA408 | 214HAG11AA408 | LP CIRC.PUMP-A DISCH.DRAIN VALVE | RMM | GMVLVE | B | X | 202028366 |  | 000002626118 |  | ERP-MM-DC1 | 2011-12-17 | 20
HR12 | 2210-4-HR12-HAG11AA409 | 2000264863 | 214HAG11AA409 | 214HAG11AA409 | LP CIRC.PUMP-A SUC.DRAIN VALVE | RMM | GMVLVE | B | X | 202028366 |  | 000002626132 |  | ERP-MM-DC1 | 2011-12-17 | 20
HR12 | 2210-4-HR12-HAG11AA410 | 2000264871 | 214HAG11AA410 | 214HAG11AA410 | LP CIRC.PUMP-A SUC.DRAIN VALVE | RMM | GMVLVE | B | X | 202028366 |  | 000002626136 |  | ERP-MM-DC1 | 2011-12-17 | 20
HR12 | 2210-4-HR12-HAG11AP001 | 2000264879 | 214HAG11AP001 | 214HAG11AP001 | LP HRSG CIRCULATING PUMP-A | RMM | GMPUMP | B | X | 202028366 |  | 000002626140 |  | ERP-MM-DC1 | 2011-12-17 | 20
HR12 | 2210-4-HR12-HAG11AP001-M01 | 2000264887 | 214HAG11AP001-M01 | 214HAG11AP001M1 | LP HRSG CIRC PUMP-A MOTOR | RME | GEMOTR | B | X | 202028366 |  | 000002626154 |  | ERP-MM-DC1 | 2011-12-17 | 20
HR12 | 2210-4-HR12-HAG11AT001 | 2000264895 | 214HAG11AT001 | 214HAG11AT001 | LP CIRC.PUMP-A SUCTION STRAINER/Y-TYPE | RMM | GMSTRN | C | X | 202028366 |  | 000002626158 |  | ERP-MM-DC1 | 2011-12-17 | 20
HR12 | 2210-4-HR12-HAG11BR001 | 2000264903 | 214HAG11BR001 | 214HAG11BR001 | LP CIRC.PUMP SUCTION PIPING | RMM | GMPIPE | C | X | 202028366 |  | 000002626172 |  | ERP-MM-DC1 | 2011-12-17 | 20
HR12 | 2210-4-HR12-HAG11BR002 | 2000264911 | 214HAG11BR002 | 214HAG11BR002 | LP CIRC.PUMP DISCH.PIPING | RMM | GMPIPE | C | X | 202028366 |  | 000002626176 |  | ERP-MM-DC1 | 2011-12-17 | 20
HR12 | 2210-4-HR12-HAG11CP000 | 2000264919 | 214HAG11CP000 | 214HAG11CP000 | PRESSURE TRANSMITTER | RMI | GIXM-DP | C | X | 202028366 |  | 000002626180 |  | ERP-MM-DC1 | 2011-12-17 | 20
HR12 | 2210-4-HR12-HAG11CP004 | 2000264927 | 214HAG11CP004 | 214HAG11PDT04 | LP CIRC.PUMPS TO LP EVAPRTR.DP.TRANSMITR | RMI | GIXM-DP | C | X | 202028366 |  | 000002626194 |  | ERP-MM-DC1 | 2011-12-17 | 20
HR12 | 2210-4-HR12-HAG11CP005 | 2000264935 | 214HAG11CP005 | 214HAG11PDSL05 | LP CIRC.PUMP SUCT/DISCH.DIFF.PR.SWITCH | RMI | GISW-CN | C | X | 202028366 |  | 000002626198 |  | ERP-DLGN-EAA | 2013-03-05 | 20
HR12 | 2210-4-HR12-HAG11CP501 | 2000264943 | 214HAG11CP501 | 214HAG11PDI01 | LP CIRC.PUMP SUCT.STR.DIFF.PR.INDICATOR | RMI | GIIN-PR | C | X | 202028366 |  | 000002626212 |  | ERP-MM-DC1 | 2011-12-17 | 20
HR12 | 2210-4-HR12-HAG11CP502 | 2000264951 | 214HAG11CP502 | 214HAG11CP502 | LP.CIRC.PUMP SUCTION PRESSURE INDICATOR | RMI | GIIN-PR | C | X | 202028366 |  | 000002626216 |  | ERP-MM-DC1 | 2011-12-17 | 20
HR12 | 2210-4-HR12-HAG11CP503 | 2000264959 | 214HAG11CP503 | 214HAG11CP503 | LP.CIRC.PUMP DISCH.PRESSURE INDICATOR | RMI | GIIN-PR | C | X | 202028366 |  | 000002626220 |  | ERP-MM-DC1 | 2011-12-17 | 20
HR12 | 2210-4-HR12-HAG11CT000 | 2000264967 | 214HAG11CT000 | 214HAG11CT000 | TEMP ELEMENT | RMI | GIEL-TE | C | X | 202028366 |  | 000002626234 |  | ERP-MM-DC1 | 2011-12-17 | 20
HR12 | 2210-4-HR12-HAG11CT001 | 2000264975 | 214HAG11CT001 | 214HAG11TE01 | LP CIRC.PUMP TEMEPERATURE ELEMENT | RMI | GIEL-TE | C | X | 202028366 |  | 000002626238 |  | ERP-MM-DC1 | 2011-12-17 | 20
HR12 | 2210-4-HR12-HAG11CT002 | 2000264983 | 214HAG11CT002 | 214HAG11TE02 | LP CIRC.PUMP TEMEPERATURE ELEMENT | RMI | GIEL-TE | C | X | 202028366 |  | 000002626252 |  | ERP-MM-DC1 | 2011-12-17 | 20
HR12 | 2210-4-HR12-HAG11CT003 | 2000264991 | 214HAG11CT003 | 214HAG11TE03 | LP CIRC.PUMP TEMEPERATURE ELEMENT | RMI | GIEL-TE | C | X | 202028366 |  | 000002626256 |  | ERP-MM-DC1 | 2011-12-17 | 20
HR12 | 2210-4-HR12-HAG12AA000 | 2000264999 | 214HAG12AA000 | 214HAG12AA000 | LIMIT SWITCH | RMI | GISW-LM | C | X | 202028366 |  | 000002626260 |  | ERP-MM-DC1 | 2011-12-17 | 20
HR12 | 2210-4-HR12-HAG12AA001 | 2000265007 | 214HAG12AA001 | 214HAG12AA001 | LP CIRC.PUMP-B SUCTION VALVE | RMM | GMVLVE | B | X | 202028366 |  | 000002626274 |  | ERP-MM-DC1 | 2011-12-17 | 20
HR12 | 2210-4-HR12-HAG12AA002 | 2000265015 | 214HAG12AA002 | 214HAG12AA002 | LP CIRC.PUMP-B DISCH.CHECK VALVE/SWING | RMM | GMVLVE | C | X | 202028366 |  | 000002626278 |  | ERP-MM-DC1 | 2011-12-17 | 20
HR12 | 2210-4-HR12-HAG12AA003 | 2000265023 | 214HAG12AA003 | 214HAG12AA003 | LP CIRC.PUMP-B DISCHARGE VALVE | RMM | GMVLVE | B | X | 202028366 |  | 000002626292 |  | ERP-MM-DC1 | 2011-12-17 | 20
HR12 | 2210-4-HR12-HAG12AA301 | 2000265031 | 214HAG12AA301 | 214HAG12AA301 | LP CIRC.PUMP SUC.STRAINER PDI ISOL.VALVE | RMM | GMVLVE | C | X | 202028366 |  | 000002626296 |  | ERP-MM-DC1 | 2011-12-17 | 20
HR12 | 2210-4-HR12-HAG12AA302 | 2000265039 | 214HAG12AA302 | 214HAG12AA302 | LP CIRC.PUMP SUC.STRAINER PDI ISOL.VALVE | RMM | GMVLVE | C | X | 202028366 |  | 000002626300 |  | ERP-MM-DC1 | 2011-12-17 | 20
HR12 | 2210-4-HR12-HAG12AA303 | 2000265047 | 214HAG12AA303 | 214HAG12AA303 | LP CIRC.PUMP SUC.STRAINER PDI ISOL.VALVE | RMM | GMVLVE | C | X | 202028366 |  | 000002626314 |  | ERP-MM-DC1 | 2011-12-17 | 20
HR12 | 2210-4-HR12-HAG12AA304 | 2000265055 | 214HAG12AA304 | 214HAG12AA304 | LP CIRC.PUMP SUC.STRAINER PDI ISOL.VALVE | RMM | GMVLVE | C | X | 202028366 |  | 000002626318 |  | ERP-MM-DC1 | 2011-12-17 | 20
HR12 | 2210-4-HR12-HAG12AA305 | 2000265064 | 214HAG12AA305 | 214HAG12AA305 | LP CIRC.PUMP SUC.PI ISOL.VALVE | RMM | GMVLVE | B | X | 202028366 |  | 000002626333 |  | ERP-MM-DC1 | 2011-12-17 | 20
HR12 | 2210-4-HR12-HAG12AA306 | 2000265072 | 214HAG12AA306 | 214HAG12AA306 | LP CIRC.PUMP SUC.PI ISOL.VALVE | RMM | GMVLVE | B | X | 202028366 |  | 000002626337 |  | ERP-MM-DC1 | 2011-12-17 | 20
HR12 | 2210-4-HR12-HAG12AA307 | 2000265080 | 214HAG12AA307 | 214HAG12AA307 | LP CIRC.PUMP DISCH.PI ISOL.VALVE | RMM | GMVLVE | B | X | 202028366 |  | 000002626351 |  | ERP-MM-DC1 | 2011-12-17 | 20
HR12 | 2210-4-HR12-HAG12AA308 | 2000265088 | 214HAG12AA308 | 214HAG12AA308 | LP CIRC.PUMP DISCH.PI ISOL.VALVE | RMM | GMVLVE | B | X | 202028366 |  | 000002626355 |  | ERP-MM-DC1 | 2011-12-17 | 20
HR12 | 2210-4-HR12-HAG12AA309 | 2000265096 | 214HAG12AA309 | 214HAG12AA309 | LP CIRC.PUMP DISCH.PDSL ISOL.VALVE | RMM | GMVLVE | B | X | 202028366 |  | 000002626359 |  | ERP-MM-DC1 | 2011-12-17 | 20
HR12 | 2210-4-HR12-HAG12AA310 | 2000265104 | 214HAG12AA310 | 214HAG12AA310 | LP CIRC.PUMP DISCH.PDSL ISOL.VALVE | RMM | GMVLVE | B | X | 202028366 |  | 000002626373 |  | ERP-MM-DC1 | 2011-12-17 | 20
HR12 | 2210-4-HR12-HAG12AA311 | 2000265112 | 214HAG12AA311 | 214HAG12AA311 | LP CIRC.PUMP DISCH.PDSL ISOL.VALVE | RMM | GMVLVE | B | X | 202028366 |  | 000002626377 |  | ERP-MM-DC1 | 2011-12-17 | 20
HR12 | 2210-4-HR12-HAG12AA312 | 2000265120 | 214HAG12AA312 | 214HAG12AA312 | LP CIRC.PUMP DISCH.PDSL ISOL.VALVE | RMM | GMVLVE | B | X | 202028366 |  | 000002626391 |  | ERP-MM-DC1 | 2011-12-17 | 20
HR12 | 2210-4-HR12-HAG12AA401 | 2000265128 | 214HAG12AA401 | 214HAG12AA401 | LP CIRC.PUMP SUCT.FILTER DRAIN VALVE | RMM | GMVLVE | C | X | 202028366 |  | 000002626395 |  | ERP-MM-DC1 | 2011-12-17 | 20
HR12 | 2210-4-HR12-HAG12AA402 | 2000265136 | 214HAG12AA402 | 214HAG12AA402 | LP CIRC.PUMP SUCT.FILTER DRAIN VALVE | RMM | GMVLVE | C | X | 202028366 |  | 000002626399 |  | ERP-MM-DC1 | 2011-12-17 | 20
HR12 | 2210-4-HR12-HAG12AA403 | 2000265144 | 214HAG12AA403 | 214HAG12AA403 | LP CIRC.PUMP-B DRAIN VALVE | RMM | GMVLVE | B | X | 202028366 |  | 000002626413 |  | ERP-MM-DC1 | 2011-12-17 | 20
HR12 | 2210-4-HR12-HAG12AA404 | 2000265152 | 214HAG12AA404 | 214HAG12AA404 | LP CIRC.PUMP-B DRAIN VALVE | RMM | GMVLVE | B | X | 202028366 |  | 000002626417 |  | ERP-MM-DC1 | 2011-12-17 | 20
HR12 | 2210-4-HR12-HAG12AA405 | 2000265160 | 214HAG12AA405 | 214HAG12AA405 | LP CIRC.PUMP-B DISCH.DRAIN VALVE | RMM | GMVLVE | B | X | 202028366 |  | 000002626431 |  | ERP-MM-DC1 | 2011-12-17 | 20
HR12 | 2210-4-HR12-HAG12AA406 | 2000265168 | 214HAG12AA406 | 214HAG12AA406 | LP CIRC.PUMP-B DISCH.DRAIN VALVE | RMM | GMVLVE | B | X | 202028366 |  | 000002626435 |  | ERP-MM-DC1 | 2011-12-17 | 20
HR12 | 2210-4-HR12-HAG12AA407 | 2000265176 | 214HAG12AA407 | 214HAG12AA407 | LP CIRC.PUMP-B DISCH.DRAIN VALVE | RMM | GMVLVE | B | X | 202028366 |  | 000002626439 |  | ERP-MM-DC1 | 2011-12-17 | 20
HR12 | 2210-4-HR12-HAG12AA408 | 2000265184 | 214HAG12AA408 | 214HAG12AA408 | LP CIRC.PUMP-B DISCH.DRAIN VALVE | RMM | GMVLVE | B | X | 202028366 |  | 000002626453 |  | ERP-MM-DC1 | 2011-12-17 | 20
HR12 | 2210-4-HR12-HAG12AA409 | 2000265192 | 214HAG12AA409 | 214HAG12AA409 | LP CIRC.PUMP-B SUC.DRAIN VALVE | RMM | GMVLVE | B | X | 202028366 |  | 000002626457 |  | ERP-MM-DC1 | 2011-12-17 | 20
HR12 | 2210-4-HR12-HAG12AA410 | 2000265200 | 214HAG12AA410 | 214HAG12AA410 | LP CIRC.PUMP-B SUC.DRAIN VALVE | RMM | GMVLVE | B | X | 202028366 |  | 000002626471 |  | ERP-MM-DC1 | 2011-12-17 | 20
HR12 | 2210-4-HR12-HAG12AP001 | 2000265208 | 214HAG12AP001 | 214HAG12AP001 | LP HRSG CIRCULATING PUMP-B | RMM | GMPUMP | B | X | 202028366 |  | 000002626475 |  | ERP-MM-DC1 | 2011-12-17 | 20
HR12 | 2210-4-HR12-HAG12AP001-M01 | 2000265216 | 214HAG12AP001-M01 | 214HAG12AP001M1 | LP HRSG CIRC PUMP-B MOTOR | RME | GEMOTR | B | X | 202028366 |  | 000002626479 |  | ERP-MM-DC1 | 2011-12-17 | 20
HR12 | 2210-4-HR12-HAG12AT001 | 2000265224 | 214HAG12AT001 | 214HAG12AT001 | LP CIRC.PUMP-B SUCTION STRAINER/Y-TYPE | RMM | GMSTRN | C | X | 202028366 |  | 000002626493 |  | ERP-MM-DC1 | 2011-12-17 | 20
HR12 | 2210-4-HR12-HAG12BR001 | 2000265232 | 214HAG12BR001 | 214HAG12BR001 | LP CIRC.PUMP SUCTION PIPING | RMM | GMPIPE | C | X | 202028366 |  | 000002626497 |  | ERP-MM-DC1 | 2011-12-17 | 20
HR12 | 2210-4-HR12-HAG12BR002 | 2000265240 | 214HAG12BR002 | 214HAG12BR002 | LP CIRC.PUMP DISCH.PIPING | RMM | GMPIPE | C | X | 202028366 |  | 000002626511 |  | ERP-MM-DC1 | 2011-12-17 | 20
HR12 | 2210-4-HR12-HAG12CP000 | 2000265248 | 214HAG12CP000 | 214HAG12CP000 | PRESSURE TRANSMITTER | RMI | GIXM-DP | C | X | 202028366 |  | 000002626515 |  | ERP-MM-DC1 | 2011-12-17 | 20
HR12 | 2210-4-HR12-HAG12CP005 | 2000265256 | 214HAG12CP005 | 214HAG12PDSL05 | LP CIRC.PUMP SUCT/DISCH.DIFF.PR.SWITCH | RMI | GISW-CN | C | X | 202028366 |  | 000002626519 |  | ERP-DLGN-EAA | 2013-03-05 | 20
HR12 | 2210-4-HR12-HAG12CP501 | 2000265264 | 214HAG12CP501 | 214HAG12PDI01 | LP CIRC.PUMP SUCT.STR.DIFF.PR.INDICATOR | RMI | GIIN-PR | C | X | 202028366 |  | 000002626533 |  | ERP-MM-DC1 | 2011-12-17 | 20
HR12 | 2210-4-HR12-HAG12CP502 | 2000265272 | 214HAG12CP502 | 214HAG12CP502 | LP.CIRC.PUMP SUCTION PRESSURE INDICATOR | RMI | GIIN-PR | C | X | 202028366 |  | 000002626537 |  | ERP-MM-DC1 | 2011-12-17 | 20
HR12 | 2210-4-HR12-HAG12CP503 | 2000265280 | 214HAG12CP503 | 214HAG12CP503 | LP.CIRC.PUMP DISCH.PRESSURE INDICATOR | RMI | GIIN-PR | C | X | 202028366 |  | 000002626551 |  | ERP-MM-DC1 | 2011-12-17 | 20
HR12 | 2210-4-HR12-HAG12CT000 | 2000265288 | 214HAG12CT000 | 214HAG12CT000 | TEMP ELEMENT | RMI | GIEL-TE | C | X | 202028366 |  | 000002626555 |  | ERP-MM-DC1 | 2011-12-17 | 20
HR12 | 2210-4-HR12-HAG12CT001 | 2000265296 | 214HAG12CT001 | 214HAG12TE01 | LP CIRC.PUMP TEMEPERATURE ELEMENT | RMI | GIEL-TE | C | X | 202028366 |  | 000002626559 |  | ERP-MM-DC1 | 2011-12-17 | 20
HR12 | 2210-4-HR12-HAG12CT002 | 2000265304 | 214HAG12CT002 | 214HAG12TE02 | LP CIRC.PUMP TEMEPERATURE ELEMENT | RMI | GIEL-TE | C | X | 202028366 |  | 000002626573 |  | ERP-MM-DC1 | 2011-12-17 | 20
HR12 | 2210-4-HR12-HAG12CT003 | 2000265312 | 214HAG12CT003 | 214HAG12TE03 | LP CIRC.PUMP TEMEPERATURE ELEMENT | RMI | GIEL-TE | C | X | 202028366 |  | 000002626577 |  | ERP-MM-DC1 | 2011-12-17 | 20
HR12 | 2210-4-HR12-HAG20AA301 | 2000265320 | 214HAG20AA301 | 214HAG20AA301 | LP CIRC.PUMPS DISCH.PDT ISOL.VALVE | RMM | GMVLVE | C | X | 202028366 |  | 000002626591 |  | ERP-MM-DC1 | 2011-12-17 | 20
HR12 | 2210-4-HR12-HAG20AA302 | 2000265328 | 214HAG20AA302 | 214HAG20AA302 | LP CIRC.PUMPS DISCH.PDT ISOL.VALVE | RMM | GMVLVE | C | X | 202028366 |  | 000002626595 |  | ERP-MM-DC1 | 2011-12-17 | 20
HR12 | 2210-4-HR12-HAG20AA303 | 2000265336 | 214HAG20AA303 | 214HAG20AA303 | LP CIRC.PUMPS DISCH.PDT ISOL.VALVE | RMM | GMVLVE | C | X | 202028366 |  | 000002626599 |  | ERP-MM-DC1 | 2011-12-17 | 20
HR12 | 2210-4-HR12-HAG20AA304 | 2000265344 | 214HAG20AA304 | 214HAG20AA304 | LP CIRC.PUMPS DISCH.PDT ISOL.VALVE | RMM | GMVLVE | C | X | 202028366 |  | 000002626613 |  | ERP-MM-DC1 | 2011-12-17 | 20
HR12 | 2210-4-HR12-HAG20AA305 | 2000265352 | 214HAG20AA305 | 214HAG20AA305 | LP CIRC.PUMPS DISCH.FSL ISOL.VALVE | RMM | GMVLVE | C | X | 202028366 |  | 000002626617 |  | ERP-MM-DC1 | 2011-12-17 | 20
HR12 | 2210-4-HR12-HAG20AA306 | 2000265360 | 214HAG20AA306 | 214HAG20AA306 | LP CIRC.PUMPS DISCH.FSL ISOL.VALVE | RMM | GMVLVE | C | X | 202028366 |  | 000002626631 |  | ERP-MM-DC1 | 2011-12-17 | 20
HR12 | 2210-4-HR12-HAG20CF000 | 2000265368 | 214HAG20CF000 | 214HAG20CF000 | FLOW SWITCHES | RMI | GISW-FLW | C | X | 202028366 |  | 000002626635 |  | ERP-MM-DC1 | 2011-12-17 | 20
HR12 | 2210-4-HR12-HAG20CF001 | 2000265376 | 214HAG20CF001 | 214HAG20FS01 | LP.CIRC.PUMP DISCH.TO EVPTR.FLOW SWITCH | RMI | GISW-FLW | C | X | 202028366 |  | 000002626639 |  | ERP-MM-DC1 | 2011-12-17 | 20
HR12 | 2210-4-HR12-HAG20CP001 | 2000265384 | 214HAG20CP001 | 214HAG20CP001 | LP CIRC.PUMPS DISCH/SUCT D.P.TRANSMITTER | RMI | GIXM-DP | C | X | 202028366 |  | 000002626653 |  | ERP-MM-DC1 | 2011-12-17 | 20
HR12 | 2210-4-HR12-HAG20CT401 | 2000265392 | 214HAG20CT401 | 214HAG20CT401 | LP.CIRC.PUMP DISCH.TEMP.TEST POINT | RMI | GITHRW | C | X | 202028366 |  | 000002626657 |  | ERP-MM-DC1 | 2011-12-17 | 20
HR12 | 2210-4-HR12-HAG51AA000 | 2000265400 | 214HAG51AA000 | 214HAG51AA000 | LIMIT SWITCH | RMI | GISW-LM | C | X | 202028366 |  | 000002626671 |  | ERP-MM-DC1 | 2011-12-17 | 20
HR12 | 2210-4-HR12-HAG51AA001 | 2000265408 | 214HAG51AA001 | 214HAG51AA001 | HP CIRC.PUMP-A SUC.STRAINER INLET VALVE | RMM | GMVLVE | C | X | 202028366 |  | 000002626675 |  | ERP-MM-DC1 | 2011-12-17 | 20
HR12 | 2210-4-HR12-HAG51AA002 | 2000265416 | 214HAG51AA002 | 214HAG51AA002 | HP CIRC.PUMP-A DISCH.CHECK VALVE/SWING | RMM | GMVLVE | C | X | 202028366 |  | 000002626679 |  | ERP-MM-DC1 | 2011-12-17 | 20
HR12 | 2210-4-HR12-HAG51AA003 | 2000265424 | 214HAG51AA003 | 214HAG51AA003 | HP CIRC.PUMP-A DISCHARGE VALVE | RMM | GMVLVE | C | X | 202028366 |  | 000002626693 |  | ERP-MM-DC1 | 2011-12-17 | 20
HR12 | 2210-4-HR12-HAG51AA301 | 2000265432 | 214HAG51AA301 | 214HAG51AA301 | HP CIRC.PUMP SUC.STRAINER PDI ISOL.VALVE | RMM | GMVLVE | C | X | 202028366 |  | 000002626697 |  | ERP-MM-DC1 | 2011-12-17 | 20
HR12 | 2210-4-HR12-HAG51AA302 | 2000265440 | 214HAG51AA302 | 214HAG51AA302 | HP CIRC.PUMP SUC.STRAINER PDI ISOL.VALVE | RMM | GMVLVE | C | X | 202028366 |  | 000002626711 |  | ERP-MM-DC1 | 2011-12-17 | 20
HR12 | 2210-4-HR12-HAG51AA303 | 2000265448 | 214HAG51AA303 | 214HAG51AA303 | HP CIRC.PUMP SUC.STRAINER PDI ISOL.VALVE | RMM | GMVLVE | C | X | 202028366 |  | 000002626715 |  | ERP-MM-DC1 | 2011-12-17 | 20
HR12 | 2210-4-HR12-HAG51AA304 | 2000265456 | 214HAG51AA304 | 214HAG51AA304 | HP CIRC.PUMP SUC.STRAINER PDI ISOL.VALVE | RMM | GMVLVE | C | X | 202028366 |  | 000002626719 |  | ERP-MM-DC1 | 2011-12-17 | 20
HR12 | 2210-4-HR12-HAG51AA305 | 2000265464 | 214HAG51AA305 | 214HAG51AA305 | HP CIRC.PUMP SUC.PR.INDICATOR ISOL.VALVE | RMM | GMVLVE | C | X | 202028366 |  | 000002626733 |  | ERP-MM-DC1 | 2011-12-17 | 20
HR12 | 2210-4-HR12-HAG51AA306 | 2000265472 | 214HAG51AA306 | 214HAG51AA306 | HP CIRC.PUMP SUC.PR.INDICATOR ISOL.VALVE | RMM | GMVLVE | C | X | 202028366 |  | 000002626737 |  | ERP-MM-DC1 | 2011-12-17 | 20
HR12 | 2210-4-HR12-HAG51AA307 | 2000265480 | 214HAG51AA307 | 214HAG51AA307 | HP CIRC.PUMP DIS.PR.INDICATOR ISOL.VALVE | RMM | GMVLVE | C | X | 202028366 |  | 000002626751 |  | ERP-MM-DC1 | 2011-12-17 | 20
HR12 | 2210-4-HR12-HAG51AA308 | 2000265488 | 214HAG51AA308 | 214HAG51AA308 | HP CIRC.PUMP DIS.PR.INDICATOR ISOL.VALVE | RMM | GMVLVE | C | X | 202028366 |  | 000002626755 |  | ERP-MM-DC1 | 2011-12-17 | 20
HR12 | 2210-4-HR12-HAG51AA309 | 2000265496 | 214HAG51AA309 | 214HAG51AA309 | HP CIRC.PUMP DIS/SUC PDS ISOL.VALVE | RMM | GMVLVE | C | X | 202028366 |  | 000002626759 |  | ERP-MM-DC1 | 2011-12-17 | 20
HR12 | 2210-4-HR12-HAG51AA310 | 2000265504 | 214HAG51AA310 | 214HAG51AA310 | HP CIRC.PUMP DIS/SUC PDS ISOL.VALVE | RMM | GMVLVE | C | X | 202028366 |  | 000002626773 |  | ERP-MM-DC1 | 2011-12-17 | 20
HR12 | 2210-4-HR12-HAG51AA311 | 2000265512 | 214HAG51AA311 | 214HAG51AA311 | HP CIRC.PUMP DIS/SUC PDS ISOL.VALVE | RMM | GMVLVE | C | X | 202028366 |  | 000002626777 |  | ERP-MM-DC1 | 2011-12-17 | 20
HR12 | 2210-4-HR12-HAG51AA312 | 2000265520 | 214HAG51AA312 | 214HAG51AA312 | HP CIRC.PUMP DIS/SUC PDS ISOL.VALVE | RMM | GMVLVE | C | X | 202028366 |  | 000002626791 |  | ERP-MM-DC1 | 2011-12-17 | 20
HR12 | 2210-4-HR12-HAG51AA401 | 2000265528 | 214HAG51AA401 | 214HAG51AA401 | HP CIRC.PUMP SUC.FILTER DRAIN VALVE | RMM | GMVLVE | C | X | 202028366 |  | 000002626795 |  | ERP-MM-DC1 | 2011-12-17 | 20
HR12 | 2210-4-HR12-HAG51AA402 | 2000265536 | 214HAG51AA402 | 214HAG51AA402 | HP CIRC.PUMP SUC.FILTER DRAIN VALVE | RMM | GMVLVE | C | X | 202028366 |  | 000002626799 |  | ERP-MM-DC1 | 2011-12-17 | 20
HR12 | 2210-4-HR12-HAG51AA403 | 2000265544 | 214HAG51AA403 | 214HAG51AA403 | HP CIRC.PUMP-A DRAIN VALVE | RMM | GMVLVE | B | X | 202028366 |  | 000002626813 |  | ERP-MM-DC1 | 2011-12-17 | 20
HR12 | 2210-4-HR12-HAG51AA404 | 2000265552 | 214HAG51AA404 | 214HAG51AA404 | HP CIRC.PUMP-A DRAIN VALVE | RMM | GMVLVE | B | X | 202028366 |  | 000002626817 |  | ERP-MM-DC1 | 2011-12-17 | 20
HR12 | 2210-4-HR12-HAG51AA405 | 2000265560 | 214HAG51AA405 | 214HAG51AA405 | HP CIRC.PUMP-A DISCH.DRAIN VALVE | RMM | GMVLVE | B | X | 202028366 |  | 000002626831 |  | ERP-MM-DC1 | 2011-12-17 | 20
HR12 | 2210-4-HR12-HAG51AA406 | 2000265568 | 214HAG51AA406 | 214HAG51AA406 | HP CIRC.PUMP-A DISCH.DRAIN VALVE | RMM | GMVLVE | B | X | 202028366 |  | 000002626835 |  | ERP-MM-DC1 | 2011-12-17 | 20
HR12 | 2210-4-HR12-HAG51AA407 | 2000265576 | 214HAG51AA407 | 214HAG51AA407 | HP CIRC.PUMP-A DISCH.DRAIN VALVE | RMM | GMVLVE | B | X | 202028366 |  | 000002626839 |  | ERP-MM-DC1 | 2011-12-17 | 20
HR12 | 2210-4-HR12-HAG51AA408 | 2000265584 | 214HAG51AA408 | 214HAG51AA408 | HP CIRC.PUMP-A DISCH.DRAIN VALVE | RMM | GMVLVE | B | X | 202028366 |  | 000002626853 |  | ERP-MM-DC1 | 2011-12-17 | 20
HR12 | 2210-4-HR12-HAG51AA409 | 2000265592 | 214HAG51AA409 | 214HAG51AA409 | HP CIRC.PUMP-A SUC.DRAIN VALVE | RMM | GMVLVE | B | X | 202028366 |  | 000002626857 |  | ERP-MM-DC1 | 2011-12-17 | 20
HR12 | 2210-4-HR12-HAG51AA410 | 2000265600 | 214HAG51AA410 | 214HAG51AA410 | HP CIRC.PUMP-A SUC.DRAIN VALVE | RMM | GMVLVE | B | X | 202028366 |  | 000002626871 |  | ERP-MM-DC1 | 2011-12-17 | 20
HR12 | 2210-4-HR12-HAG51AP001 | 2000265608 | 214HAG51AP001 | 214HAG51AP001 | HP HRSG CIRCULATING PUMP-A | RMM | GMPUMP | B | X | 202028366 |  | 000002626875 |  | ERP-MM-DC1 | 2011-12-17 | 20
HR12 | 2210-4-HR12-HAG51AP001-M01 | 2000265616 | 214HAG51AP001-M01 | 214HAG51AP001M1 | HP HRSG CIRC PUMP-A MOTOR | RME | GEMOTR | B | X | 202028366 |  | 000002626879 |  | ERP-MM-DC1 | 2011-12-17 | 20
HR12 | 2210-4-HR12-HAG51AP001KC01 | 2000265624 | 214HAG51AP001KC01 | 214HAG51AP001A | HP HRSG CIRC PUMP-A MOTOR HEATER | RME | GEHTR | B | X | 202028366 |  | 000002626893 |  | ERP-MM-DC1 | 2011-12-17 | 20
HR12 | 2210-4-HR12-HAG51AT001 | 2000265632 | 214HAG51AT001 | 214HAG51AT001 | HP CIRC.PUMP-A SUCTION STRAINER | RMM | GMSTRN | B | X | 202028366 |  | 000002626897 |  | ERP-MM-DC1 | 2011-12-17 | 20
HR12 | 2210-4-HR12-HAG51CP000 | 2000265640 | 214HAG51CP000 | 214HAG51CP000 | PRESSURE TRANSMITTER | RMI | GIXM-DP | C | X | 202028366 |  | 000002626911 |  | ERP-MM-DC1 | 2011-12-17 | 20
HR12 | 2210-4-HR12-HAG51CP004 | 2000265648 | 214HAG51CP004 | 214HAG51PDT04 | HP CIRC.PUMPS TO HP EVAPRTR.DP.TRANSMITR | RMI | GIXM-DP | C | X | 202028366 |  | 000002626915 |  | ERP-MM-DC1 | 2011-12-17 | 20
HR12 | 2210-4-HR12-HAG51CP005 | 2000265656 | 214HAG51CP005 | 214HAG51PDSL05 | HP CIRC.PUMP DIS/SUC.DIFF.PR.SWITCH | RMI | GISW-CN | C | X | 202028366 |  | 000002626919 |  | ERP-DLGN-EAA | 2013-03-05 | 20
HR12 | 2210-4-HR12-HAG51CP501 | 2000265664 | 214HAG51CP501 | 214HAG51PDI01 | HP CIRC.PUMP SUC.STR.DIFF.PR.INDICATOR | RMI | GIIN-PR | C | X | 202028366 |  | 000002626933 |  | ERP-MM-DC1 | 2011-12-17 | 20
HR12 | 2210-4-HR12-HAG51CP502 | 2000265672 | 214HAG51CP502 | 214HAG51CP502 | HP CIRC.PUMP SUC.PRESSURE INDICATOR | RMI | GIIN-PR | C | X | 202028366 |  | 000002626937 |  | ERP-MM-DC1 | 2011-12-17 | 20
HR12 | 2210-4-HR12-HAG51CP503 | 2000265680 | 214HAG51CP503 | 214HAG51CP503 | HP CIRC.PUMP DIS.PRESSURE INDICATOR | RMI | GIIN-PR | C | X | 202028366 |  | 000002626951 |  | ERP-MM-DC1 | 2011-12-17 | 20
HR12 | 2210-4-HR12-HAG51CT000 | 2000265688 | 214HAG51CT000 | 214HAG51CT000 | TEMP ELEMENT | RMI | GIEL-TE | C | X | 202028366 |  | 000002626955 |  | ERP-MM-DC1 | 2011-12-17 | 20
HR12 | 2210-4-HR12-HAG51CT001 | 2000265696 | 214HAG51CT001 | 214HAG51TE01 | HP CIRC.PUMP TEMEPERATURE ELEMENT | RMI | GIEL-TE | C | X | 202028366 |  | 000002626959 |  | ERP-MM-DC1 | 2011-12-17 | 20
HR12 | 2210-4-HR12-HAG51CT002 | 2000265704 | 214HAG51CT002 | 214HAG51TE02 | HP CIRC.PUMP TEMEPERATURE ELEMENT | RMI | GIEL-TE | C | X | 202028366 |  | 000002626973 |  | ERP-MM-DC1 | 2011-12-17 | 20
HR12 | 2210-4-HR12-HAG51CT003 | 2000265712 | 214HAG51CT003 | 214HAG51TE03 | HP CIRC.PUMP TEMEPERATURE ELEMENT | RMI | GIEL-TE | C | X | 202028366 |  | 000002626977 |  | ERP-MM-DC1 | 2011-12-17 | 20
HR12 | 2210-4-HR12-HAG52AA000 | 2000265720 | 214HAG52AA000 | 214HAG52AA000 | LIMIT SWITCH | RMI | GISW-LM | C | X | 202028366 |  | 000002626991 |  | ERP-MM-DC1 | 2011-12-17 | 20
HR12 | 2210-4-HR12-HAG52AA001 | 2000265728 | 214HAG52AA001 | 214HAG52AA001 | HP CIRC.PUMP-B SUC.STRAINER INLET VALVE | RMM | GMVLVE | C | X | 202028366 |  | 000002626995 |  | ERP-MM-DC1 | 2011-12-17 | 20
HR12 | 2210-4-HR12-HAG52AA002 | 2000265736 | 214HAG52AA002 | 214HAG52AA002 | HP CIRC.PUMP-B DISCH.CHECK VALVE/SWING | RMM | GMVLVE | C | X | 202028366 |  | 000002626999 |  | ERP-MM-DC1 | 2011-12-17 | 20
HR12 | 2210-4-HR12-HAG52AA003 | 2000265744 | 214HAG52AA003 | 214HAG52AA003 | HP CIRC.PUMP-B DISCHARGE VALVE | RMM | GMVLVE | C | X | 202028366 |  | 000002627013 |  | ERP-MM-DC1 | 2011-12-17 | 20
HR12 | 2210-4-HR12-HAG52AA301 | 2000265752 | 214HAG52AA301 | 214HAG52AA301 | HP CIRC.PUMP SUC.STRAINER PDI ISOL.VALVE | RMM | GMVLVE | B | X | 202028366 |  | 000002627017 |  | ERP-MM-DC1 | 2011-12-17 | 20
HR12 | 2210-4-HR12-HAG52AA302 | 2000265760 | 214HAG52AA302 | 214HAG52AA302 | HP CIRC.PUMP SUC.STRAINER PDI ISOL.VALVE | RMM | GMVLVE | B | X | 202028366 |  | 000002627031 |  | ERP-MM-DC1 | 2011-12-17 | 20
HR12 | 2210-4-HR12-HAG52AA303 | 2000265768 | 214HAG52AA303 | 214HAG52AA303 | HP CIRC.PUMP SUC.STRAINER PDI ISOL.VALVE | RMM | GMVLVE | B | X | 202028366 |  | 000002627035 |  | ERP-MM-DC1 | 2011-12-17 | 20
HR12 | 2210-4-HR12-HAG52AA304 | 2000265776 | 214HAG52AA304 | 214HAG52AA304 | HP CIRC.PUMP SUC.STRAINER PDI ISOL.VALVE | RMM | GMVLVE | B | X | 202028366 |  | 000002627039 |  | ERP-MM-DC1 | 2011-12-17 | 20
HR12 | 2210-4-HR12-HAG52AA305 | 2000265784 | 214HAG52AA305 | 214HAG52AA305 | HP CIRC.PUMP SUC.PR.INDICATOR ISOL.VALVE | RMM | GMVLVE | B | X | 202028366 |  | 000002627053 |  | ERP-MM-DC1 | 2011-12-17 | 20
HR12 | 2210-4-HR12-HAG52AA306 | 2000265792 | 214HAG52AA306 | 214HAG52AA306 | HP CIRC.PUMP SUC.PR.INDICATOR ISOL.VALVE | RMM | GMVLVE | B | X | 202028366 |  | 000002627057 |  | ERP-MM-DC1 | 2011-12-17 | 20
HR12 | 2210-4-HR12-HAG52AA307 | 2000265800 | 214HAG52AA307 | 214HAG52AA307 | HP CIRC.PUMP DIS.PR.INDICATOR ISOL.VALVE | RMM | GMVLVE | B | X | 202028366 |  | 000002627071 |  | ERP-MM-DC1 | 2011-12-17 | 20
HR12 | 2210-4-HR12-HAG52AA308 | 2000265808 | 214HAG52AA308 | 214HAG52AA308 | HP CIRC.PUMP DIS.PR.INDICATOR ISOL.VALVE | RMM | GMVLVE | B | X | 202028366 |  | 000002627075 |  | ERP-MM-DC1 | 2011-12-17 | 20
HR12 | 2210-4-HR12-HAG52AA309 | 2000265816 | 214HAG52AA309 | 214HAG52AA309 | HP CIRC.PUMP DIS/SUC PDS ISOL.VALVE | RMM | GMVLVE | C | X | 202028366 |  | 000002627079 |  | ERP-MM-DC1 | 2011-12-17 | 20
HR12 | 2210-4-HR12-HAG52AA310 | 2000265824 | 214HAG52AA310 | 214HAG52AA310 | HP CIRC.PUMP DIS/SUC PDS ISOL.VALVE | RMM | GMVLVE | C | X | 202028366 |  | 000002627093 |  | ERP-MM-DC1 | 2011-12-17 | 20
HR12 | 2210-4-HR12-HAG52AA311 | 2000265832 | 214HAG52AA311 | 214HAG52AA311 | HP CIRC.PUMP DIS/SUC PDS ISOL.VALVE | RMM | GMVLVE | C | X | 202028366 |  | 000002627097 |  | ERP-MM-DC1 | 2011-12-17 | 20
HR12 | 2210-4-HR12-HAG52AA312 | 2000265840 | 214HAG52AA312 | 214HAG52AA312 | HP CIRC.PUMP DIS/SUC PDS ISOL.VALVE | RMM | GMVLVE | C | X | 202028366 |  | 000002627111 |  | ERP-MM-DC1 | 2011-12-17 | 20
HR12 | 2210-4-HR12-HAG52AA401 | 2000265848 | 214HAG52AA401 | 214HAG52AA401 | HP CIRC.PUMP SUC.FILTER DRAIN VALVE | RMM | GMVLVE | C | X | 202028366 |  | 000002627115 |  | ERP-MM-DC1 | 2011-12-17 | 20
HR12 | 2210-4-HR12-HAG52AA402 | 2000265856 | 214HAG52AA402 | 214HAG52AA402 | HP CIRC.PUMP SUC.FILTER DRAIN VALVE | RMM | GMVLVE | C | X | 202028366 |  | 000002627119 |  | ERP-MM-DC1 | 2011-12-17 | 20
HR12 | 2210-4-HR12-HAG52AA403 | 2000265864 | 214HAG52AA403 | 214HAG52AA403 | HP CIRC.PUMP-B DRAIN VALVE | RMM | GMVLVE | B | X | 202028366 |  | 000002627133 |  | ERP-MM-DC1 | 2011-12-17 | 20
HR12 | 2210-4-HR12-HAG52AA404 | 2000265872 | 214HAG52AA404 | 214HAG52AA404 | HP CIRC.PUMP-B DRAIN VALVE | RMM | GMVLVE | B | X | 202028366 |  | 000002627137 |  | ERP-MM-DC1 | 2011-12-17 | 20
HR12 | 2210-4-HR12-HAG52AA405 | 2000265880 | 214HAG52AA405 | 214HAG52AA405 | HP CIRC.PUMP-B DISCH.DRAIN VALVE | RMM | GMVLVE | B | X | 202028366 |  | 000002627151 |  | ERP-MM-DC1 | 2011-12-17 | 20
HR12 | 2210-4-HR12-HAG52AA406 | 2000265888 | 214HAG52AA406 | 214HAG52AA406 | HP CIRC.PUMP-B DISCH.DRAIN VALVE | RMM | GMVLVE | B | X | 202028366 |  | 000002627155 |  | ERP-MM-DC1 | 2011-12-17 | 20
HR12 | 2210-4-HR12-HAG52AA407 | 2000265896 | 214HAG52AA407 | 214HAG52AA407 | HP CIRC.PUMP-B DISCH.DRAIN VALVE | RMM | GMVLVE | B | X | 202028366 |  | 000002627159 |  | ERP-MM-DC1 | 2011-12-17 | 20
HR12 | 2210-4-HR12-HAG52AA408 | 2000265904 | 214HAG52AA408 | 214HAG52AA408 | HP CIRC.PUMP-B DISCH.DRAIN VALVE | RMM | GMVLVE | B | X | 202028366 |  | 000002627173 |  | ERP-MM-DC1 | 2011-12-17 | 20
HR12 | 2210-4-HR12-HAG52AA409 | 2000265912 | 214HAG52AA409 | 214HAG52AA409 | HP CIRC.PUMP-B SUC.DRAIN VALVE | RMM | GMVLVE | B | X | 202028366 |  | 000002627177 |  | ERP-MM-DC1 | 2011-12-17 | 20
HR12 | 2210-4-HR12-HAG52AA410 | 2000265919 | 214HAG52AA410 | 214HAG52AA410 | HP CIRC.PUMP-B SUC.DRAIN VALVE | RMM | GMVLVE | B | X | 202028366 |  | 000002627181 |  | ERP-MM-DC1 | 2011-12-17 | 20
HR12 | 2210-4-HR12-HAG52AP001 | 2000265927 | 214HAG52AP001 | 214HAG52AP001 | HP HRSG CIRCULATING PUMP-B | RMM | GMPUMP | B | X | 202028366 |  | 000002627185 |  | ERP-MM-DC1 | 2011-12-17 | 20
HR12 | 2210-4-HR12-HAG52AP001-M01 | 2000265935 | 214HAG52AP001-M01 | 214HAG52AP001M1 | HP HRSG CIRC PUMP-B MOTOR | RME | GEMOTR | B | X | 202028366 |  | 000002627189 |  | ERP-MM-DC1 | 2011-12-17 | 20
HR12 | 2210-4-HR12-HAG52AP001KC01 | 2000265943 | 214HAG52AP001KC01 | 214HAG52AP001A | HP HRSG PUMP-B MOTOR HEATER | RME | GEHTR | B | X | 202028366 |  | 000002627213 |  | ERP-MM-DC1 | 2011-12-17 | 20
HR12 | 2210-4-HR12-HAG52AT001 | 2000265951 | 214HAG52AT001 | 214HAG52AT001 | HP CIRC.PUMP-B SUCTION STRAINER | RMM | GMSTRN | B | X | 202028366 |  | 000002627217 |  | ERP-MM-DC1 | 2011-12-17 | 20
HR12 | 2210-4-HR12-HAG52CP000 | 2000265959 | 214HAG52CP000 | 214HAG52CP000 | PRESSURE TRANSMITTER | RMI | GIXM-DP | C | X | 202028366 |  | 000002627221 |  | ERP-MM-DC1 | 2011-12-17 | 20
HR12 | 2210-4-HR12-HAG52CP005 | 2000265967 | 214HAG52CP005 | 214HAG52PDSL05 | HP CIRC.PUMP DIS/SUC.DIFF.PR.SWITCH | RMI | GISW-CN | C | X | 202028366 |  | 000002627225 |  | ERP-DLGN-EAA | 2013-03-05 | 20
HR12 | 2210-4-HR12-HAG52CP501 | 2000265975 | 214HAG52CP501 | 214HAG52PDI01 | HP CIRC.PUMP SUC.STR.DIFF.PR.INDICATOR | RMI | GIIN-PR | C | X | 202028366 |  | 000002627229 |  | ERP-MM-DC1 | 2011-12-17 | 20
HR12 | 2210-4-HR12-HAG52CP502 | 2000265983 | 214HAG52CP502 | 214HAG52CP502 | HP CIRC.PUMP SUC.PRESSURE INDICATOR | RMI | GIIN-PR | C | X | 202028366 |  | 000002627253 |  | ERP-MM-DC1 | 2011-12-17 | 20
HR12 | 2210-4-HR12-HAG52CP503 | 2000265991 | 214HAG52CP503 | 214HAG52CP503 | HP CIRC.PUMP DIS.PRESSURE INDICATOR | RMI | GIIN-PR | C | X | 202028366 |  | 000002627257 |  | ERP-MM-DC1 | 2011-12-17 | 20
HR12 | 2210-4-HR12-HAG52CT000 | 2000265999 | 214HAG52CT000 | 214HAG52CT000 | TEMP ELEMENT | RMI | GIEL-TE | C | X | 202028366 |  | 000002627261 |  | ERP-MM-DC1 | 2011-12-17 | 20
HR12 | 2210-4-HR12-HAG52CT001 | 2000266007 | 214HAG52CT001 | 214HAG52TE01 | HP CIRC.PUMP TEMPERATURE ELEMENT | RMI | GIEL-TE | C | X | 202028366 |  | 000002627265 |  | ERP-MM-DC1 | 2011-12-17 | 20
HR12 | 2210-4-HR12-HAG52CT002 | 2000266015 | 214HAG52CT002 | 214HAG52TE02 | HP CIRC.PUMP TEMPERATURE ELEMENT | RMI | GIEL-TE | C | X | 202028366 |  | 000002627269 |  | ERP-MM-DC1 | 2011-12-17 | 20
HR12 | 2210-4-HR12-HAG52CT003 | 2000266023 | 214HAG52CT003 | 214HAG52TE03 | HP CIRC.PUMP TEMPERATURE ELEMENT | RMI | GIEL-TE | C | X | 202028366 |  | 000002627293 |  | ERP-MM-DC1 | 2011-12-17 | 20
HR12 | 2210-4-HR12-HAG60AA301 | 2000266031 | 214HAG60AA301 | 214HAG60AA301 | HP CIRC. PUMPS DIS. PDT ISOL. VALVE | RMM | GMVLVE | C | X | 202028366 |  | 000002627297 |  | ERP-MM-DC1 | 2011-12-17 | 20
HR12 | 2210-4-HR12-HAG60AA302 | 2000266039 | 214HAG60AA302 | 214HAG60AA302 | HP CIRC. PUMPS DIS. PDT ISOL. VALVE | RMM | GMVLVE | C | X | 202028366 |  | 000002627301 |  | ERP-MM-DC1 | 2011-12-17 | 20
HR12 | 2210-4-HR12-HAG60AA303 | 2000266047 | 214HAG60AA303 | 214HAG60AA303 | HP CIRC. PUMPS DIS. PDT ISOL. VALVE | RMM | GMVLVE | C | X | 202028366 |  | 000002627305 |  | ERP-MM-DC1 | 2011-12-17 | 20
HR12 | 2210-4-HR12-HAG60AA304 | 2000266055 | 214HAG60AA304 | 214HAG60AA304 | HP CIRC. PUMPS DIS. PDT ISOL. VALVE | RMM | GMVLVE | C | X | 202028366 |  | 000002627309 |  | ERP-MM-DC1 | 2011-12-17 | 20
HR12 | 2210-4-HR12-HAG60AA305 | 2000266063 | 214HAG60AA305 | 214HAG60AA305 | HP CIRC.PUMPS DIS.FLOW SWITCH ISOL.VALVE | RMM | GMVLVE | C | X | 202028366 |  | 000002627333 |  | ERP-MM-DC1 | 2011-12-17 | 20
HR12 | 2210-4-HR12-HAG60AA306 | 2000266071 | 214HAG60AA306 | 214HAG60AA306 | HP CIRC.PUMPS DIS.FLOW SWITCH ISOL.VALVE | RMM | GMVLVE | C | X | 202028366 |  | 000002627337 |  | ERP-MM-DC1 | 2011-12-17 | 20
HR12 | 2210-4-HR12-HAG60CF000 | 2000266079 | 214HAG60CF000 | 214HAG60CF000 | FLOW SWITCHES | RMI | GISW-FLW | C | X | 202028366 |  | 000002627341 |  | ERP-MM-DC1 | 2011-12-17 | 20
HR12 | 2210-4-HR12-HAG60CF001 | 2000266087 | 214HAG60CF001 | 214HAG60CF001 | HP CIRC.PUMP DIS.FLOW SWITCH | RMI | GISW-FLW | C | X | 202028366 |  | 000002627345 |  | ERP-MM-DC1 | 2011-12-17 | 20
HR12 | 2210-4-HR12-HAG60CP001 | 2000266095 | 214HAG60CP001 | 214HAG60CP001 | HP CIRC.PUMP DIS/SUC DIFF.PR.TRANSMITTER | RMI | GIXM-DP | C | X | 202028366 |  | 000002627349 |  | ERP-MM-DC1 | 2011-12-17 | 20
HR12 | 2210-4-HR12-HAG60CT001 | 2000266103 | 214HAG60CT001 | 214HAG60CT001 | HP CIRC.PUMP DIS.TEMPERATURE ELEMENT | RMI | GIEL-TE | C | X | 202028366 |  | 000002627373 |  | ERP-MM-DC1 | 2011-12-17 | 20
HR12 | 2210-4-HR12-HAH50AA401 | 2000266111 | 214HAH50AA401 | 214HAH50AA401 | HP SUPERHEATER DRAIN VALVE/Y-TYPE | RMM | GMVLVE | B | X | 202028366 |  | 000002627377 |  | ERP-MM-DC1 | 2011-12-17 | 20
HR12 | 2210-4-HR12-HAH50AA402 | 2000266119 | 214HAH50AA402 | 214HAH50AA402 | HP SUPERHEATER DRAIN VALVE/Y-TYPE | RMM | GMVLVE | B | X | 202028366 |  | 000002627381 |  | ERP-MM-DC1 | 2011-12-17 | 20
HR12 | 2210-4-HR12-HAH50AA501 | 2000266127 | 214HAH50AA501 | 214HAH50AA501 | HP SATURATED STEAM VENT VALVE | RMM | GMVLVE | B | X | 202028366 |  | 000002627385 |  | ERP-MM-DC1 | 2011-12-17 | 20
HR12 | 2210-4-HR12-HAH50AA502 | 2000266135 | 214HAH50AA502 | 214HAH50AA502 | HP DRUM VENT VALVE | RMM | GMVLVE | B | X | 202028366 |  | 000002627389 |  | ERP-MM-DC1 | 2011-12-17 | 20
HR12 | 2210-4-HR12-HAH50AA503 | 2000266143 | 214HAH50AA503 | 214HAH50AA503 | HP SUPERHEATER VENT VALVE | RMM | GMVLVE | B | X | 202028366 |  | 000002627413 |  | ERP-MM-DC1 | 2011-12-17 | 20
HR12 | 2210-4-HR12-HAH50AA504 | 2000266151 | 214HAH50AA504 | 214HAH50AA504 | HP SUPERHEATER VENT VALVE | RMM | GMVLVE | B | X | 202028366 |  | 000002627417 |  | ERP-MM-DC1 | 2011-12-17 | 20
HR12 | 2210-4-HR12-HAH50AA601 | 2000266159 | 214HAH50AA601 | 214HAH50AA601 | HP SATURATED STEAM SAMPLING ISOL. VALVE | RMM | GMVLVE | B | X | 202028366 |  | 000002627421 |  | ERP-MM-DC1 | 2011-12-17 | 20
HR12 | 2210-4-HR12-HAH50AA602 | 2000266167 | 214HAH50AA602 | 214HAH50AA602 | HP SATURATED STEAM SAMPLING ISOL. VALVE | RMM | GMVLVE | B | X | 202028366 |  | 000002627425 |  | ERP-MM-DC1 | 2011-12-17 | 20
HR12 | 2210-4-HR12-HAH50AA603 | 2000266175 | 214HAH50AA603 | 214HAH50AA603 | HP ST. DRUM NITROGENE CHECK VALVE/PISTON | RMM | GMVLVE | B | X | 202028366 |  | 000002627429 |  | ERP-MM-DC1 | 2011-12-17 | 20
HR12 | 2210-4-HR12-HAH50AA604 | 2000266183 | 214HAH50AA604 | 214HAH50AA604 | HP ST DRUM NITROGENE ISOL. VALVE | RMM | GMVLVE | B | X | 202028366 |  | 000002627453 |  | ERP-MM-DC1 | 2011-12-17 | 20
HR12 | 2210-4-HR12-HAH50AA605 | 2000266191 | 214HAH50AA605 | 214HAH50AA605 | HP ST. DRUM NITROGENE ISOL. VALVE | RMM | GMVLVE | B | X | 202028366 |  | 000002627457 |  | ERP-MM-DC1 | 2011-12-17 | 20
HR12 | 2210-4-HR12-HAH50AC001 | 2000266199 | 214HAH50AC001 | 214HAH50AC001 | HP SUPERHEATER | RMM | GMSUPR | C | X | 202028366 |  | 000002627461 |  | ERP-MM-DC1 | 2011-12-17 | 20
HR12 | 2210-4-HR12-HAH50BR001 | 2000266207 | 214HAH50BR001 | 214HAH50BR001 | HP ST.DRUM TO SUPERHEATER PIPING | RMM | GMPIPE | C | X | 202028366 |  | 000002627465 |  | ERP-MM-DC1 | 2011-12-17 | 20
HR12 | 2210-4-HR12-HAH50BR601 | 2000266215 | 214HAH50BR601 | 214HAH50BR601 | HP STEAM PIPING FOR SAMPLING SYSTEM | RMM | GMPIPE | B | X | 202028366 |  | 000002627469 |  | ERP-MM-DC1 | 2011-12-17 | 20
HR12 | 2210-4-HR12-HAH50BR602 | 2000266223 | 214HAH50BR602 | 214HAH50BR602 | NITROGEN TO HP ST. DRUM PIPING | RMM | GMPIPE | B | X | 202028366 |  | 000002627493 |  | ERP-MM-DC1 | 2011-12-17 | 20
HR12 | 2210-4-HR12-HAH50CT001 | 2000266231 | 214HAH50CT001 | 214HAH50CT001 | HP SUPERHEATER TEMPERATURE ELEMENT | RMI | GIEL-TE | C | X | 202028366 |  | 000002627497 |  | ERP-MM-DC1 | 2011-12-17 | 20
HR12 | 2210-4-HR12-HAH50CT002 | 2000266239 | 214HAH50CT002 | 214HAH50CT002 | HP SUPERHEATER TEMPERATURE ELEMENT | RMI | GIEL-TE | C | X | 202028366 |  | 000002627501 |  | ERP-MM-DC1 | 2011-12-17 | 20
HR12 | 2210-4-HR12-HAH50CT401 | 2000266247 | 214HAH50CT401 | 214HAH50CT401 | HP SATURATED STEAM TEMPERATURE TESTPOINT | RMI | GITHRW | C | X | 202028366 |  | 000002627505 |  | ERP-MM-DC1 | 2011-12-17 | 20
HR12 | 2210-4-HR12-HBA00CP000 | 2000266255 | 214HBA00CP000 | 214HBA00PT | FLUE GAS PRESSURE TRANSMITTERS - GROUP | RMI | GIXM-DP | C | X | 202028366 |  | 000002627509 |  | ERP-MM-DC1 | 2011-12-17 | 20
HR12 | 2210-4-HR12-HBK10AA301 | 2000266263 | 214HBK10AA301 | 214HBK10AA301 | HRSG HP SUP.HTR.EXH.GAS PT ISOL. VALVE | RMM | GMVLVE | C | X | 202028366 |  | 000002627533 |  | ERP-MM-DC1 | 2011-12-17 | 20
HR12 | 2210-4-HR12-HBK10AA302 | 2000266271 | 214HBK10AA302 | 214HBK10AA302 | HRSG HP SUP.HTR.EXH.GAS PT ISOL.VALVE | RMM | GMVLVE | C | X | 202028366 |  | 000002627537 |  | ERP-MM-DC1 | 2011-12-17 | 20
HR12 | 2210-4-HR12-HBK10AA303 | 2000266279 | 214HBK10AA303 | 214HBK10AA303 | HRSG HP.EVAPR.EXH.GAS PT ISOL. VALVE | RMM | GMVLVE | C | X | 202028366 |  | 000002627541 |  | ERP-MM-DC1 | 2011-12-17 | 20
HR12 | 2210-4-HR12-HBK10AA304 | 2000266287 | 214HBK10AA304 | 214HBK10AA304 | HRSG HP.EVAPR.EXH.GAS PT. ISOL. VALVE | RMM | GMVLVE | C | X | 202028366 |  | 000002627545 |  | ERP-MM-DC1 | 2011-12-17 | 20
HR12 | 2210-4-HR12-HBK10AA305 | 2000266295 | 214HBK10AA305 | 214HBK10AA305 | HRSG HP ECONOMSR.EXH.GAS PT.ISOL.VALVE | RMM | GMVLVE | C | X | 202028366 |  | 000002627549 |  | ERP-MM-DC1 | 2011-12-17 | 20
HR12 | 2210-4-HR12-HBK10AA306 | 2000266303 | 214HBK10AA306 | 214HBK10AA306 | HRSG HP ECONOMSR.EXH.GAS PT.ISOL. VALVE | RMM | GMVLVE | C | X | 202028366 |  | 000002627573 |  | ERP-MM-DC1 | 2011-12-17 | 20
HR12 | 2210-4-HR12-HBK10AA307 | 2000266311 | 214HBK10AA307 | 214HBK10AA307 | HRSG LP EVAPR.EXH. GAS PT. ISOL. VALVE | RMM | GMVLVE | C | X | 202028366 |  | 000002627577 |  | ERP-MM-DC1 | 2011-12-17 | 20
HR12 | 2210-4-HR12-HBK10AA308 | 2000266319 | 214HBK10AA308 | 214HBK10AA308 | HRSG LP EVAPR.EXH. GAS PT. ISOL. VALVE | RMM | GMVLVE | C | X | 202028366 |  | 000002627581 |  | ERP-MM-DC1 | 2011-12-17 | 20
HR12 | 2210-4-HR12-HBK10AA309 | 2000266327 | 214HBK10AA309 | 214HBK10AA309 | HRSG OUTLET DUCT EXH. GAS PT. ISOL.VALVE | RMM | GMVLVE | C | X | 202028366 |  | 000002627585 |  | ERP-MM-DC1 | 2011-12-17 | 20
HR12 | 2210-4-HR12-HBK10AA310 | 2000266335 | 214HBK10AA310 | 214HBK10AA310 | HRSG OUTLET DUCT EXH. GAS PT. ISOL.VALVE | RMM | GMVLVE | C | X | 202028366 |  | 000002627589 |  | ERP-MM-DC1 | 2011-12-17 | 20
HR12 | 2210-4-HR12-HBK10BR001 | 2000266343 | 214HBK10BR001 | 214HBK10BR001 | BOILER CASING | RMM | GMBO-CO | C | X | 202028366 |  | 000002627613 |  | ERP-MM-DC1 | 2011-12-17 | 20
HR12 | 2210-4-HR12-HBK10CP001 | 2000266351 | 214HBK10CP001 | 214HBK10CP001 | HRSG HP SUP.HTR.EXH.GAS PRESS.TRANSMITER | RMI | GIXM-DP | C | X | 202028366 |  | 000002627617 |  | ERP-MM-DC1 | 2011-12-17 | 20
HR12 | 2210-4-HR12-HBK10CP002 | 2000266359 | 214HBK10CP002 | 214HBK10CP002 | HRSG HP EVAPR.EXH.GAS PRESS.TRANSMITTER | RMI | GIXM-DP | C | X | 202028366 |  | 000002627621 |  | ERP-MM-DC1 | 2011-12-17 | 20
HR12 | 2210-4-HR12-HBK10CP003 | 2000266367 | 214HBK10CP003 | 214HBK10CP003 | HRSG HP ECON.EXH.GAS PRESS.TRANSMITTER | RMI | GIXM-DP | C | X | 202028366 |  | 000002627625 |  | ERP-MM-DC1 | 2011-12-17 | 20
HR12 | 2210-4-HR12-HBK10CP004 | 2000266375 | 214HBK10CP004 | 214HBK10CP004 | HRSG LP EVAPR.EXH. GAS PRESS.TRANSMITTER | RMI | GIXM-DP | C | X | 202028366 |  | 000002627629 |  | ERP-MM-DC1 | 2011-12-17 | 20
HR12 | 2210-4-HR12-HBK10CP005 | 2000266383 | 214HBK10CP005 | 214HBK10CP005 | HRSG O/L DUCT EXH. GAS PRESS.TRANSMITTER | RMI | GIXM-DP | C | X | 202028366 |  | 000002627653 |  | ERP-MM-DC1 | 2011-12-17 | 20
HR12 | 2210-4-HR12-HBK10CT001 | 2000266391 | 214HBK10CT001 | 214HBK10CT001 | HRSG HP SUP.HTR.EXH.GAS TEMP. ELEMENT | RMI | GIEL-TE | C | X | 202028366 |  | 000002627657 |  | ERP-MM-DC1 | 2011-12-17 | 20
HR12 | 2210-4-HR12-HBK10CT004 | 2000266399 | 214HBK10CT004 | 214HBK10CT004 | HRSG O/L DUCT EXH.GS TEMP. ELEMENT | RMI | GIEL-TE | C | X | 202028366 |  | 000002627661 |  | ERP-MM-DC1 | 2011-12-17 | 20
HR12 | 2210-4-HR12-HBK10CT401 | 2000266407 | 214HBK10CT401 | 214HBK10CT401 | HRSG HP SUP.HTR.EXH.GAS TEMP. TEST POINT | RMI | GITHRW | C | X | 202028366 |  | 000002627665 |  | ERP-MM-DC1 | 2011-12-17 | 20
HR12 | 2210-4-HR12-HBK10CT402 | 2000266415 | 214HBK10CT402 | 214HBK10CT402 | HRSG HP SUP.HTR.EXH.GAS TEMP.TEST POINT | RMI | GITHRW | C | X | 202028366 |  | 000002627669 |  | ERP-MM-DC1 | 2011-12-17 | 20
HR12 | 2210-4-HR12-HBK10CT403 | 2000266423 | 214HBK10CT403 | 214HBK10CT403 | HRSG HP EVAPR.EXH.GAS TEMP.TEST POINT | RMI | GITHRW | C | X | 202028366 |  | 000002627693 |  | ERP-MM-DC1 | 2011-12-17 | 20
HR12 | 2210-4-HR12-HBK10CT404 | 2000266431 | 214HBK10CT404 | 214HBK10CT404 | HRSG HP EVAPR.EXH.GAS TEMP.TEST POINT | RMI | GITHRW | C | X | 202028366 |  | 000002627697 |  | ERP-MM-DC1 | 2011-12-17 | 20
HR12 | 2210-4-HR12-HBK10CT405 | 2000266439 | 214HBK10CT405 | 214HBK10CT405 | HRSG HP ECON. EXH. GAS TEMP.TEST POINT | RMI | GITHRW | C | X | 202028366 |  | 000002627701 |  | ERP-MM-DC1 | 2011-12-17 | 20
HR12 | 2210-4-HR12-HBK10CT406 | 2000266447 | 214HBK10CT406 | 214HBK10CT406 | HRSG HP ECON.EXH. GAS TEMP.TEST POINT | RMI | GITHRW | C | X | 202028366 |  | 000002627705 |  | ERP-MM-DC1 | 2011-12-17 | 20
HR12 | 2210-4-HR12-HBK10CT407 | 2000266455 | 214HBK10CT407 | 214HBK10CT407 | HRSG LP EVAPR.EXH.GAS TEMP.TEST POINT | RMI | GITHRW | C | X | 202028366 |  | 000002627709 |  | ERP-MM-DC1 | 2011-12-17 | 20
HR12 | 2210-4-HR12-HBK10CT408 | 2000266463 | 214HBK10CT408 | 214HBK10CT408 | HRSG LP EVAPR.EXH.GAS TEMP.TEST POINT | RMI | GITHRW | C | X | 202028366 |  | 000002627733 |  | ERP-MM-DC1 | 2011-12-17 | 20
HR12 | 2210-4-HR12-HBK10CT409 | 2000266471 | 214HBK10CT409 | 214HBK10CT409 | HRSG O/L DUCT EXH.GAS TEMP.TEST POINT | RMI | GITHRW | C | X | 202028366 |  | 000002627737 |  | ERP-MM-DC1 | 2011-12-17 | 20
HR12 | 2210-4-HR12-HBK10CT410 | 2000266479 | 214HBK10CT410 | 214HBK10CT410 | HRSG O/L DUCT EXH.GAS TEMP.TEST POINT | RMI | GITHRW | C | X | 202028366 |  | 000002627741 |  | ERP-MM-DC1 | 2011-12-17 | 20
HR12 | 2210-4-HR12-HBK10CT411 | 2000266487 | 214HBK10CT411 | 214HBK10CT411 | HRSG EXH.GAS SKIN TEMP.TEST POINT | RMI | GITHRW | C | X | 202028366 |  | 000002627745 |  | ERP-MM-DC1 | 2011-12-17 | 20
HR12 | 2210-4-HR12-HBK10CT412 | 2000266495 | 214HBK10CT412 | 214HBK10CT412 | HRSG EXH.GAS SKIN TEMP.TEST POINT | RMI | GITHRW | C | X | 202028366 |  | 000002627749 |  | ERP-MM-DC1 | 2011-12-17 | 20
HR12 | 2210-4-HR12-HCA11AA001 | 2000266503 | 214HCA11AA001 | 214HCA11AA001 | SOOTBLOWER SEAL AIR FAN-A DISCHARGE V/V | RMM | GMVLVE | B | X | 202028366 |  | 000002627773 |  | ERP-MM-DC1 | 2011-12-17 | 20
HR12 | 2210-4-HR12-HCA11AA002 | 2000266511 | 214HCA11AA002 | 214HCA11AA002 | SOOTBLOWER SEAL AIR FAN-A DISC.CHECK V/V | RMM | GMVLVE | C | X | 202028366 |  | 000002627777 |  | ERP-MM-DC1 | 2011-12-17 | 20
HR12 | 2210-4-HR12-HCA11AN001 | 2000266519 | 214HCA11AN001 | 214HCA11AN001 | SOOT BLOWER SEALING AIR FAN-A | RMM | GMFAN | B | X | 202028366 |  | 000002627781 |  | ERP-MM-DC1 | 2011-12-17 | 20
HR12 | 2210-4-HR12-HCA11AN001-M01 | 2000266527 | 214HCA11AN001-M01 | 214HCA11AN001M1 | SOOTBLOWER SEALING AIR FAN A - MOTOR | RME | GEMOTR | B | X | 202028366 |  | 000002627785 |  | ERP-MM-DC1 | 2011-12-17 | 20
HR12 | 2210-4-HR12-HCA12AA001 | 2000266535 | 214HCA12AA001 | 214HCA12AA001 | SOOTBLOWER SEAL AIR FAN-B DISCHARGE V/V | RMM | GMVLVE | B | X | 202028366 |  | 000002627789 |  | ERP-MM-DC1 | 2011-12-17 | 20
HR12 | 2210-4-HR12-HCA12AA002 | 2000266543 | 214HCA12AA002 | 214HCA12AA002 | SOOTBLOWER SEAL AIR FAN-B DISC.CHECK V/V | RMM | GMVLVE | C | X | 202028366 |  | 000002627813 |  | ERP-MM-DC1 | 2011-12-17 | 20
HR12 | 2210-4-HR12-HCA12AN001 | 2000266551 | 214HCA12AN001 | 214HCA12AN001 | SOOTBLOWER SEALING AIR FAN-B | RMM | GMFAN | B | X | 202028366 |  | 000002627817 |  | ERP-MM-DC1 | 2011-12-17 | 20
HR12 | 2210-4-HR12-HCA12AN001-M01 | 2000266559 | 214HCA12AN001-M01 | 214HCA12AN001M1 | SOOTBLOWER SEALING AIR FAN B- MOTOR | RME | GEMOTR | B | X | 202028366 |  | 000002627821 |  | ERP-MM-DC1 | 2011-12-17 | 20
HR12 | 2210-4-HR12-HCA20AA301 | 2000266567 | 214HCA20AA301 | 214HCA20AA301 | S.BLOWER SEAL AIR FAN DISC.PS ISOL.VALVE | RMM | GMVLVE | C | X | 202028366 |  | 000002627825 |  | ERP-MM-DC1 | 2011-12-17 | 20
HR12 | 2210-4-HR12-HCA20AA302 | 2000266575 | 214HCA20AA302 | 214HCA20AA302 | S.BLOWER SEAL AIR FAN DISC.PS ISOL.VALVE | RMM | GMVLVE | C | X | 202028366 |  | 000002627829 |  | ERP-MM-DC1 | 2011-12-17 | 20
HR12 | 2210-4-HR12-HCA20AA303 | 2000266583 | 214HCA20AA303 | 214HCA20AA303 | S.BLOWER SEAL AIR FAN DISC.PI ISOL.VALVE | RMM | GMVLVE | C | X | 202028366 |  | 000002627853 |  | ERP-MM-DC1 | 2011-12-17 | 20
HR12 | 2210-4-HR12-HCA20AA304 | 2000266591 | 214HCA20AA304 | 214HCA20AA304 | S.BLOWER SEAL AIR FAN DISC.PI ISOL.VALVE | RMM | GMVLVE | C | X | 202028366 |  | 000002627857 |  | ERP-MM-DC1 | 2011-12-17 | 20
HR12 | 2210-4-HR12-HCA20CP001 | 2000266599 | 214HCA20CP001 | 214HCA20CP001 | SOOTBLWR.SEAL AIR FAN DISC.PRESS.SWITCH | RMI | GISW-CN | C | X | 202028366 |  | 000002627861 |  | ERP-DLGN-EAA | 2013-03-05 | 20
HR12 | 2210-4-HR12-HCA20CP501 | 2000266607 | 214HCA20CP501 | 214HCA20CP501 | S.BLWR.SEAL AIR FAN DISC.PRESS.INDICATOR | RMI | GISW-CN | C | X | 202028366 |  | 000002627865 |  | ERP-DLGN-EAA | 2013-03-05 | 20
HR12 | 2210-4-HR12-HCA21AA001 | 2000266615 | 214HCA21AA001 | 214HCA21AA001 | SOOTBLOWER SEAL AIR INLET ISOL. VALVE | RMM | GMVLVE | B | X | 202028366 |  | 000002627869 |  | ERP-MM-DC1 | 2011-12-17 | 20
HR12 | 2210-4-HR12-HCA21AA002 | 2000266623 | 214HCA21AA002 | 214HCA21AA002 | SOOTBLOWER-2 SEAL AIR INLET ISOL. VALVE | RMM | GMVLVE | B | X | 202028366 |  | 000002627893 |  | ERP-MM-DC1 | 2011-12-17 | 20
HR12 | 2210-4-HR12-HCA22AA001 | 2000266631 | 214HCA22AA001 | 214HCA22AA001 | SOOTBLOWER-3 SEAL AIR INLET ISOL. VALVE | RMM | GMVLVE | B | X | 202028366 |  | 000002627897 |  | ERP-MM-DC1 | 2011-12-17 | 20
HR12 | 2210-4-HR12-HCA22AA002 | 2000266639 | 214HCA22AA002 | 214HCA22AA002 | SOOTBLOWER-4 SEAL AIR INLET ISOL. VALVE | RMM | GMVLVE | B | X | 202028366 |  | 000002627901 |  | ERP-MM-DC1 | 2011-12-17 | 20
HR12 | 2210-4-HR12-HCA23AA001 | 2000266647 | 214HCA23AA001 | 214HCA23AA001 | SOOTBLOWER-5 SEAL AIR INLET ISOL. VALVE | RMM | GMVLVE | B | X | 202028366 |  | 000002627905 |  | ERP-MM-DC1 | 2011-12-17 | 20
HR12 | 2210-4-HR12-HCA23AA002 | 2000266655 | 214HCA23AA002 | 214HCA23AA002 | SOOTBLOWER-6 SEAL AIR INLET ISOL. VALVE | RMM | GMVLVE | B | X | 202028366 |  | 000002627909 |  | ERP-MM-DC1 | 2011-12-17 | 20
HR12 | 2210-4-HR12-HCA24AA001 | 2000266663 | 214HCA24AA001 | 214HCA24AA001 | SOOTBLOWER-7 SEAL AIR INLET ISOL. VALVE | RMM | GMVLVE | B | X | 202028366 |  | 000002627933 |  | ERP-MM-DC1 | 2011-12-17 | 20
HR12 | 2210-4-HR12-HCA24AA002 | 2000266671 | 214HCA24AA002 | 214HCA24AA002 | SOOTBLOWER-8 SEAL AIR INLET ISOL. VALVE | RMM | GMVLVE | B | X | 202028366 |  | 000002627937 |  | ERP-MM-DC1 | 2011-12-17 | 20
HR12 | 2210-4-HR12-HCA25AA001 | 2000266679 | 214HCA25AA001 | 214HCA25AA001 | SOOTBLOWER-9 SEAL AIR INLET ISOL. VALVE | RMM | GMVLVE | B | X | 202028366 |  | 000002627941 |  | ERP-MM-DC1 | 2011-12-17 | 20
HR12 | 2210-4-HR12-HCA25AA002 | 2000266687 | 214HCA25AA002 | 214HCA25AA002 | SOOTBLOWER-10 SEAL AIR INLET ISOL. VALVE | RMM | GMVLVE | B | X | 202028366 |  | 000002627945 |  | ERP-MM-DC1 | 2011-12-17 | 20
HR12 | 2210-4-HR12-HCA26AA001 | 2000266695 | 214HCA26AA001 | 214HCA26AA001 | SOOTBLOWER-11 SEAL AIR INLET ISOL. VALVE | RMM | GMVLVE | B | X | 202028366 |  | 000002627949 |  | ERP-MM-DC1 | 2011-12-17 | 20
HR12 | 2210-4-HR12-HCA26AA002 | 2000266703 | 214HCA26AA002 | 214HCA26AA002 | SOOTBLOWER-12 SEAL AIR INLET ISOL. VALVE | RMM | GMVLVE | B | X | 202028366 |  | 000002627973 |  | ERP-MM-DC1 | 2011-12-17 | 20
HR12 | 2210-4-HR12-HCB00AT000 | 2000266711 | 214HCB00AT000 | 214HCB00AT000 | SOOTBLOWER 1 TO 12 (GROUP) | RMM | GMSBLW | C | X | 202028366 |  | 000002627977 |  | ERP-MM-DC1 | 2011-12-17 | 20
HR12 | 2210-4-HR12-HCB10 | 2000266719 | 214HCB10 | 214HCB10 | LOCAL INSTRUMENTS | RMI | GIXM-DP | C | X | 202028366 |  | 000002627981 |  | ERP-MM-DC1 | 2011-12-17 | 20
HR12 | 2210-4-HR12-HCB10AA001 | 2000266727 | 214HCB10AA001 | 214HCB10HV01 | SOOTBLOWER AUX. STEAM SHUTOFF VALVE | RMM | GMVL-MO | B | X | 202028366 |  | 000002627985 |  | ERP-MM-DC1 | 2011-12-17 | 20
HR12 | 2210-4-HR12-HCB10AA002 | 2000266735 | 214HCB10AA002 | 214HCB10HV02 | SOOTBLOWER AUX.STEAM DRAIN VALVE | RMM | GMVL-MO | B | X | 202028366 |  | 000002627989 |  | ERP-MM-DC1 | 2011-12-17 | 20
HR12 | 2210-4-HR12-HCB10AA003 | 2000266743 | 214HCB10AA003 | 214HCB10AA003 | SOOTBLOWER STEAM DRAIN TRAP INLET VALVE | RMM | GMVLVE | B | X | 202028366 |  | 000002628013 |  | ERP-MM-DC1 | 2011-12-17 | 20
HR12 | 2210-4-HR12-HCB10AA004 | 2000266751 | 214HCB10AA004 | 214HCB10AA004 | SOOTBLOWER STEAM DRAIN TRAP O/L VALVE | RMM | GMVLVE | B | X | 202028366 |  | 000002628017 |  | ERP-MM-DC1 | 2011-12-17 | 20
HR12 | 2210-4-HR12-HCB10AA301 | 2000266759 | 214HCB10AA301 | 214HCB10AA301 | SOOTBLOWER STEAM I/L PI ISOL. VALVE | RMM | GMVLVE | C | X | 202028366 |  | 000002628021 |  | ERP-MM-DC1 | 2011-12-17 | 20
HR12 | 2210-4-HR12-HCB10AA302 | 2000266767 | 214HCB10AA302 | 214HCB10AA302 | SOOTBLOWER STEAM I/L PI ISOL. VALVE | RMM | GMVLVE | C | X | 202028366 |  | 000002628025 |  | ERP-MM-DC1 | 2011-12-17 | 20
HR12 | 2210-4-HR12-HCB10AA303 | 2000266775 | 214HCB10AA303 | 214HCB10AA303 | SOOTBLOWER STEAM DRAIN PI ISOL. VALVE | RMM | GMVLVE | B | X | 202028366 |  | 000002628029 |  | ERP-MM-DC1 | 2011-12-17 | 20
HR12 | 2210-4-HR12-HCB10AA304 | 2000266783 | 214HCB10AA304 | 214HCB10AA304 | SOOTBLOWER STEAM DRAIN PI ISOL. VALVE | RMM | GMVLVE | B | X | 202028366 |  | 000002628053 |  | ERP-MM-DC1 | 2011-12-17 | 20
HR12 | 2210-4-HR12-HCB10AA305 | 2000266791 | 214HCB10AA305 | 214HCB10AA305 | SOOTBLOWER STEAM DRAIN PT ISOL. VALVE | RMM | GMVLVE | B | X | 202028366 |  | 000002628057 |  | ERP-MM-DC1 | 2011-12-17 | 20
HR12 | 2210-4-HR12-HCB10AA306 | 2000266799 | 214HCB10AA306 | 214HCB10AA306 | SOOTBLOWER STEAM DRAIN PT ISOL. VALVE | RMM | GMVLVE | B | X | 202028366 |  | 000002628061 |  | ERP-MM-DC1 | 2011-12-17 | 20
HR12 | 2210-4-HR12-HCB10AT001 | 2000266807 | 214HCB10AT001 | 214HCB10AT001 | SOOTBLOWER STEAM DRAIN STEAM TRAP | RMM | GMTRAP | B | X | 202028366 |  | 000002628065 |  | ERP-MM-DC1 | 2011-12-17 | 20
HR12 | 2210-4-HR12-HCB10CP001 | 2000266815 | 214HCB10CP001 | 214HCB10CP001 | S.BLWR.AUX.STEAM DRAIN PRESS.TRANSMITTER | RMI | GIXM-DP | C | X | 202028366 |  | 000002628069 |  | ERP-MM-DC1 | 2011-12-17 | 20
HR12 | 2210-4-HR12-HCB10CP501 | 2000266823 | 214HCB10CP501 | 214HCB10CP501 | AUX.STEAM TO SOOTBLOWERS PRESS.INDICATOR | RMI | GIIN-PR | C | X | 202028366 |  | 000002628093 |  | ERP-MM-DC1 | 2011-12-17 | 20
HR12 | 2210-4-HR12-HCB10CP502 | 2000266831 | 214HCB10CP502 | 214HCB10CP502 | S.BLWR.AUX.STEAM DRAIN PRESS. INDICATOR | RMI | GIIN-PR | C | X | 202028366 |  | 000002628097 |  | ERP-MM-DC1 | 2011-12-17 | 20
HR12 | 2210-4-HR12-HCB10CT001 | 2000266839 | 214HCB10CT001 | 214HCB10CT001 | SOOTBLOWER STEAM DRAIN TEMP. ELEMENT | RMI | GIEL-TE | C | X | 202028366 |  | 000002628101 |  | ERP-MM-DC1 | 2011-12-17 | 20
HR12 | 2210-4-HR12-HCB10CT501 | 2000266847 | 214HCB10CT501 | 214HCB10CT501 | SOOTBLOWER STEAM I/L TEMP. INDICATOR | RMI | GIIN-TE | C | X | 202028366 |  | 000002628105 |  | ERP-MM-DC1 | 2011-12-17 | 20
HR12 | 2210-4-HR12-HCB10GH200 | 2000266855 | 214HCB10GH200 | 214HCB10GH200 | CONTROL PANEL-SOOTBLOWER | RME | GEPANL | B | X | 202028366 |  | 000002628109 |  | ERP-MM-DC1 | 2011-12-17 | 20
HR12 | 2210-4-HR12-HCB10GH300 | 2000266863 | 214HCB10GH300 | 214HCB10GH300 | SOOTBLOWER CONTACTOR PANEL | RME | GEPANL | B | X | 202028366 |  | 000002628133 |  | ERP-MM-DC1 | 2011-12-17 | 20
HR12 | 2210-4-HR12-HCB11AA001 | 2000266871 | 214HCB11AA001 | 214HCB11AA001 | SOOTBLOWER STEAM INLET ISOL. VALVE | RMM | GMVLVE | B | X | 202028366 |  | 000002628137 |  | ERP-MM-DC1 | 2011-12-17 | 20
HR12 | 2210-4-HR12-HCB11AA002 | 2000266879 | 214HCB11AA002 | 214HCB11AA002 | SOOTBLOWER-2 STEAM INLET ISOL. VALVE | RMM | GMVLVE | B | X | 202028366 |  | 000002628141 |  | ERP-MM-DC1 | 2011-12-17 | 20
HR12 | 2210-4-HR12-HCB11AT001 | 2000266887 | 214HCB11AT001 | 214HCB11AT001 | SOOTBLOWER-1 | RMM | GMSBLW | B | X | 202028366 |  | 000002628145 |  | ERP-MM-DC1 | 2011-12-17 | 20
HR12 | 2210-4-HR12-HCB11AT001-M01 | 2000266895 | 214HCB11AT001-M01 | 214HCB11AT001M1 | SOOTBLOWER-1 MOTOR | RME | GEMOTR | B | X | 202028366 |  | 000002628149 |  | ERP-MM-DC1 | 2011-12-17 | 20
HR12 | 2210-4-HR12-HCB11AT002 | 2000266903 | 214HCB11AT002 | 214HCB11AT002 | SOOTBLOWER-2 | RMM | GMSBLW | B | X | 202028366 |  | 000002628173 |  | ERP-MM-DC1 | 2011-12-17 | 20
HR12 | 2210-4-HR12-HCB11AT002-M01 | 2000266911 | 214HCB11AT002-M01 | 214HCB11AT002M1 | SOOTBLOWER-2 MOTOR | RME | GEMOTR | B | X | 202028366 |  | 000002628177 |  | ERP-MM-DC1 | 2011-12-17 | 20
HR12 | 2210-4-HR12-HCB11CG011 | 2000266919 | 214HCB11CG011 | 214HCB11CG011 | SOOTBLOWER-1 POSITION SWITCH | RMI | GISW-LM | B | X | 202028366 |  | 000002628181 |  | ERP-MM-DC1 | 2011-12-17 | 20
HR12 | 2210-4-HR12-HCB11CG012 | 2000266927 | 214HCB11CG012 | 214HCB11CG012 | SOOTBLOWER-1 POSITION SWITCH | RMI | GISW-LM | B | X | 202028366 |  | 000002628185 |  | ERP-MM-DC1 | 2011-12-17 | 20
HR12 | 2210-4-HR12-HCB11CG021 | 2000266935 | 214HCB11CG021 | 214HCB11CG021 | SOOTBLOWER-2 POSITION SWITCH | RMI | GISW-LM | B | X | 202028366 |  | 000002628189 |  | ERP-MM-DC1 | 2011-12-17 | 20
HR12 | 2210-4-HR12-HCB11CG022 | 2000266943 | 214HCB11CG022 | 214HCB11CG022 | SOOTBLOWER-2 POSITION SWITCH | RMI | GISW-LM | B | X | 202028366 |  | 000002628213 |  | ERP-MM-DC1 | 2011-12-17 | 20
HR12 | 2210-4-HR12-HCB12AA001 | 2000266951 | 214HCB12AA001 | 214HCB12AA001 | SOOTBLOWER-3 STEAM INLET ISOL. VALVE | RMM | GMVLVE | B | X | 202028366 |  | 000002628217 |  | ERP-MM-DC1 | 2011-12-17 | 20
HR12 | 2210-4-HR12-HCB12AA002 | 2000266959 | 214HCB12AA002 | 214HCB12AA002 | SOOTBLOWER-4 STEAM INLET ISOL. VALVE | RMM | GMVLVE | B | X | 202028366 |  | 000002628221 |  | ERP-MM-DC1 | 2011-12-17 | 20
HR12 | 2210-4-HR12-HCB12AT001 | 2000266967 | 214HCB12AT001 | 214HCB12AT001 | SOOTBLOWER-3 | RMM | GMSBLW | B | X | 202028366 |  | 000002628225 |  | ERP-MM-DC1 | 2011-12-17 | 20
HR12 | 2210-4-HR12-HCB12AT001-M01 | 2000266975 | 214HCB12AT001-M01 | 214HCB12AT001M1 | SOOTBLOWER-3 MOTOR | RME | GEMOTR | B | X | 202028366 |  | 000002628229 |  | ERP-MM-DC1 | 2011-12-17 | 20
HR12 | 2210-4-HR12-HCB12AT002 | 2000266983 | 214HCB12AT002 | 214HCB12AT002 | SOOTBLOWER-4 | RMM | GMSBLW | B | X | 202028366 |  | 000002628253 |  | ERP-MM-DC1 | 2011-12-17 | 20
HR12 | 2210-4-HR12-HCB12AT002-M01 | 2000266991 | 214HCB12AT002-M01 | 214HCB12AT002M1 | SOOTBLOWER-4 MOTOR | RME | GEMOTR | B | X | 202028366 |  | 000002628257 |  | ERP-MM-DC1 | 2011-12-17 | 20
HR12 | 2210-4-HR12-HCB12CG011 | 2000266999 | 214HCB12CG011 | 214HCB12CG011 | SOOTBLOWER-3 POSITION SWITCH | RMI | GISW-LM | B | X | 202028366 |  | 000002628261 |  | ERP-MM-DC1 | 2011-12-17 | 20
HR12 | 2210-4-HR12-HCB12CG012 | 2000267007 | 214HCB12CG012 | 214HCB12CG012 | SOOTBLOWER-3 POSITION SWITCH | RMI | GISW-LM | B | X | 202028366 |  | 000002628265 |  | ERP-MM-DC1 | 2011-12-17 | 20
HR12 | 2210-4-HR12-HCB12CG021 | 2000267014 | 214HCB12CG021 | 214HCB12CG021 | SOOTBLOWER-4 POSITION SWITCH | RMI | GISW-LM | B | X | 202028366 |  | 000002628268 |  | ERP-MM-DC1 | 2011-12-17 | 20
HR12 | 2210-4-HR12-HCB12CG022 | 2000267022 | 214HCB12CG022 | 214HCB12CG022 | SOOTBLOWER-4 POSITION SWITCH | RMI | GISW-LM | B | X | 202028366 |  | 000002628292 |  | ERP-MM-DC1 | 2011-12-17 | 20
HR12 | 2210-4-HR12-HCB13AA001 | 2000267030 | 214HCB13AA001 | 214HCB13AA001 | SOOTBLOWER-5 STEAM INLET ISOL. VALVE | RMM | GMVLVE | B | X | 202028366 |  | 000002628296 |  | ERP-MM-DC1 | 2011-12-17 | 20
HR12 | 2210-4-HR12-HCB13AA002 | 2000267038 | 214HCB13AA002 | 214HCB13AA002 | SOOTBLOWER-6 STEAM INLET ISOL. VALVE | RMM | GMVLVE | B | X | 202028366 |  | 000002628300 |  | ERP-MM-DC1 | 2011-12-17 | 20
HR12 | 2210-4-HR12-HCB13AT001 | 2000267046 | 214HCB13AT001 | 214HCB13AT001 | SOOTBLOWER-5 | RMM | GMSBLW | B | X | 202028366 |  | 000002628304 |  | ERP-MM-DC1 | 2011-12-17 | 20
HR12 | 2210-4-HR12-HCB13AT001-M01 | 2000267054 | 214HCB13AT001-M01 | 214MCB13AT001M1 | SOOTBLOWER-5 MOTOR | RME | GEMOTR | B | X | 202028366 |  | 000002628308 |  | ERP-MM-DC1 | 2011-12-17 | 20
HR12 | 2210-4-HR12-HCB13AT002 | 2000267062 | 214HCB13AT002 | 214HCB13AT002 | SOOTBLOWER-6 | RMM | GMSBLW | B | X | 202028366 |  | 000002628332 |  | ERP-MM-DC1 | 2011-12-17 | 20
HR12 | 2210-4-HR12-HCB13AT002-M01 | 2000267070 | 214HCB13AT002-M01 | 214HCB13AT002M1 | SOOTBLOWER-6 MOTOR | RME | GEMOTR | B | X | 202028366 |  | 000002628336 |  | ERP-MM-DC1 | 2011-12-17 | 20
HR12 | 2210-4-HR12-HCB13CG011 | 2000267078 | 214HCB13CG011 | 214HCB13CG011 | SOOTBLOWER-5 POSITION SWITCH | RMI | GISW-LM | B | X | 202028366 |  | 000002628340 |  | ERP-MM-DC1 | 2011-12-17 | 20
HR12 | 2210-4-HR12-HCB13CG012 | 2000267086 | 214HCB13CG012 | 214HCB13CG012 | SOOTBLOWER-5 POSITION SWITCH | RMI | GISW-LM | B | X | 202028366 |  | 000002628344 |  | ERP-MM-DC1 | 2011-12-17 | 20
HR12 | 2210-4-HR12-HCB13CG021 | 2000267094 | 214HCB13CG021 | 214HCB13CG021 | SOOTBLOWER-6 POSITION SWITCH | RMI | GISW-LM | B | X | 202028366 |  | 000002628348 |  | ERP-MM-DC1 | 2011-12-17 | 20
HR12 | 2210-4-HR12-HCB13CG022 | 2000267102 | 214HCB13CG022 | 214HCB13CG022 | SOOTBLOWER-6 POSITION SWITCH | RMI | GISW-LM | B | X | 202028366 |  | 000002628372 |  | ERP-MM-DC1 | 2011-12-17 | 20
HR12 | 2210-4-HR12-HCB14AA001 | 2000267110 | 214HCB14AA001 | 214HCB14AA001 | SOOTBLOWER-7 STEAM INLET ISOL. VALVE | RMM | GMVLVE | B | X | 202028366 |  | 000002628376 |  | ERP-MM-DC1 | 2011-12-17 | 20
HR12 | 2210-4-HR12-HCB14AA002 | 2000267118 | 214HCB14AA002 | 214HCB14AA002 | SOOTBLOWER-8 INLET ISOL. VALVE | RMM | GMVLVE | B | X | 202028366 |  | 000002628380 |  | ERP-MM-DC1 | 2011-12-17 | 20
HR12 | 2210-4-HR12-HCB14AT001 | 2000267126 | 214HCB14AT001 | 214HCB14AT001 | SOOTBLOWER-7 | RMM | GMSBLW | B | X | 202028366 |  | 000002628384 |  | ERP-MM-DC1 | 2011-12-17 | 20
HR12 | 2210-4-HR12-HCB14AT001-M01 | 2000267134 | 214HCB14AT001-M01 | 214HCB14AT001M1 | SOOTBLOWER-7 MOTOR | RME | GEMOTR | B | X | 202028366 |  | 000002628388 |  | ERP-MM-DC1 | 2011-12-17 | 20
HR12 | 2210-4-HR12-HCB14AT002 | 2000267142 | 214HCB14AT002 | 214HCB14AT002 | SOOTBLOWER-8 | RMM | GMSBLW | B | X | 202028366 |  | 000002628412 |  | ERP-MM-DC1 | 2011-12-17 | 20
HR12 | 2210-4-HR12-HCB14AT002-M01 | 2000267150 | 214HCB14AT002-M01 | 214HCB14AT002M1 | SOOTBLOWER-8 MOTOR | RME | GEMOTR | B | X | 202028366 |  | 000002628416 |  | ERP-MM-DC1 | 2011-12-17 | 20
HR12 | 2210-4-HR12-HCB14CG011 | 2000267158 | 214HCB14CG011 | 214HCB14CG011 | SOOTBLOWER-7 POSITION SWITCH | RMI | GISW-LM | B | X | 202028366 |  | 000002628420 |  | ERP-MM-DC1 | 2011-12-17 | 20
HR12 | 2210-4-HR12-HCB14CG012 | 2000267166 | 214HCB14CG012 | 214HCB14CG012 | SOOTBLOWER-7 POSITION SWITCH | RMI | GISW-LM | B | X | 202028366 |  | 000002628424 |  | ERP-MM-DC1 | 2011-12-17 | 20
HR12 | 2210-4-HR12-HCB14CG021 | 2000267174 | 214HCB14CG021 | 214HCB14CG021 | SOOTBLOWER-8 POSITION SWITCH | RMI | GISW-LM | B | X | 202028366 |  | 000002628428 |  | ERP-MM-DC1 | 2011-12-17 | 20
HR12 | 2210-4-HR12-HCB14CG022 | 2000267182 | 214HCB14CG022 | 214HCB14CG022 | SOOTBLOWER-8 POSITION SWITCH | RMI | GISW-LM | B | X | 202028366 |  | 000002628452 |  | ERP-MM-DC1 | 2011-12-17 | 20
HR12 | 2210-4-HR12-HCB15AA001 | 2000267190 | 214HCB15AA001 | 214HCB15AA001 | SOOTBLOWER-9 STEAM INLET ISOL. VALVE | RMM | GMVLVE | B | X | 202028366 |  | 000002628456 |  | ERP-MM-DC1 | 2011-12-17 | 20
HR12 | 2210-4-HR12-HCB15AA002 | 2000267198 | 214HCB15AA002 | 214HCB15AA002 | SOOTBLOWER-10 STEAM INLET ISOL. VALVE | RMM | GMVLVE | B | X | 202028366 |  | 000002628460 |  | ERP-MM-DC1 | 2011-12-17 | 20
HR12 | 2210-4-HR12-HCB15AT001 | 2000267206 | 214HCB15AT001 | 214HCB15AT001 | SOOTBLOWER-9 | RMM | GMSBLW | B | X | 202028366 |  | 000002628464 |  | ERP-MM-DC1 | 2011-12-17 | 20
HR12 | 2210-4-HR12-HCB15AT001-M01 | 2000267214 | 214HCB15AT001-M01 | 214HCB15AT001M1 | SOOTBLOWER-9 MOTOR | RME | GEMOTR | B | X | 202028366 |  | 000002628468 |  | ERP-MM-DC1 | 2011-12-17 | 20
HR12 | 2210-4-HR12-HCB15AT002 | 2000267222 | 214HCB15AT002 | 214HCB15AT002 | SOOTBLOWER-10 | RMM | GMSBLW | B | X | 202028366 |  | 000002628492 |  | ERP-MM-DC1 | 2011-12-17 | 20
HR12 | 2210-4-HR12-HCB15AT002-M01 | 2000267230 | 214HCB15AT002-M01 | 214HCB15AT002M1 | SOOTBLOWER-10 MOTOR | RME | GEMOTR | B | X | 202028366 |  | 000002628496 |  | ERP-MM-DC1 | 2011-12-17 | 20
HR12 | 2210-4-HR12-HCB15CG011 | 2000267238 | 214HCB15CG011 | 214HCB15CG011 | SOOTBLOWER-9 POSITION SWITCH | RMI | GISW-LM | B | X | 202028366 |  | 000002628500 |  | ERP-MM-DC1 | 2011-12-17 | 20
HR12 | 2210-4-HR12-HCB15CG012 | 2000267246 | 214HCB15CG012 | 214HCB15CG012 | SOOTBLOWER-9 POSITION SWITCH | RMI | GISW-LM | B | X | 202028366 |  | 000002628504 |  | ERP-MM-DC1 | 2011-12-17 | 20
HR12 | 2210-4-HR12-HCB15CG021 | 2000267254 | 214HCB15CG021 | 214HCB15CG021 | SOOTBLOWER-10 POSITION SWITCH | RMI | GISW-LM | B | X | 202028366 |  | 000002628508 |  | ERP-MM-DC1 | 2011-12-17 | 20
HR12 | 2210-4-HR12-HCB15CG022 | 2000267262 | 214HCB15CG022 | 214HCB15CG022 | SOOTBLOWER-10 POSITION SWITCH | RMI | GISW-LM | B | X | 202028366 |  | 000002628532 |  | ERP-MM-DC1 | 2011-12-17 | 20
HR12 | 2210-4-HR12-HCB16AA001 | 2000267270 | 214HCB16AA001 | 214HCB16AA001 | SOOTBLOWER-11 STEAM INLET ISOL. VALVE | RMM | GMVLVE | B | X | 202028366 |  | 000002628536 |  | ERP-MM-DC1 | 2011-12-17 | 20
HR12 | 2210-4-HR12-HCB16AA002 | 2000267278 | 214HCB16AA002 | 214HCB16AA002 | SOOTBLOWER-12 STEAM INLET ISOL. VALVE | RMM | GMVLVE | B | X | 202028366 |  | 000002628540 |  | ERP-MM-DC1 | 2011-12-17 | 20
HR12 | 2210-4-HR12-HCB16AT001 | 2000267286 | 214HCB16AT001 | 214HCB16AT001 | SOOTBLOWER-11 | RMM | GMSBLW | B | X | 202028366 |  | 000002628544 |  | ERP-MM-DC1 | 2011-12-17 | 20
HR12 | 2210-4-HR12-HCB16AT001-M01 | 2000267294 | 214HCB16AT001-M01 | 214HCB16AT001M1 | SOOTBLOWER-11 MOTOR | RME | GEMOTR | B | X | 202028366 |  | 000002628548 |  | ERP-MM-DC1 | 2011-12-17 | 20
HR12 | 2210-4-HR12-HCB16AT002 | 2000267302 | 214HCB16AT002 | 214HCB16AT002 | SOOTBLOWER-12 | RMM | GMSBLW | B | X | 202028366 |  | 000002628572 |  | ERP-MM-DC1 | 2011-12-17 | 20
HR12 | 2210-4-HR12-HCB16AT002-M01 | 2000267310 | 214HCB16AT002-M01 | 214HCB16AT002M1 | SOOTBLOWER-12 MOTOR | RME | GEMOTR | B | X | 202028366 |  | 000002628576 |  | ERP-MM-DC1 | 2011-12-17 | 20
HR12 | 2210-4-HR12-HCB16CG011 | 2000267318 | 214HCB16CG011 | 214HCB16CG011 | SOOTBLOWER-11 POSITION SWITCH | RMI | GISW-LM | B | X | 202028366 |  | 000002628580 |  | ERP-MM-DC1 | 2011-12-17 | 20
HR12 | 2210-4-HR12-HCB16CG012 | 2000267326 | 214HCB16CG012 | 214HCB16CG012 | SOOTBLOWER-11 POSITION SWITCH | RMI | GISW-LM | B | X | 202028366 |  | 000002628584 |  | ERP-MM-DC1 | 2011-12-17 | 20
HR12 | 2210-4-HR12-HCB16CG021 | 2000267334 | 214HCB16CG021 | 214HCB16CG021 | SOOTBLOWER-12 POSITION SWITCH | RMI | GISW-LM | B | X | 202028366 |  | 000002628588 |  | ERP-MM-DC1 | 2011-12-17 | 20
HR12 | 2210-4-HR12-HCB16CG022 | 2000267342 | 214HCB16CG022 | 214HCB16CG022 | SOOTBLOWER-12 POSITION SWITCH | RMI | GISW-LM | B | X | 202028366 |  | 000002628612 |  | ERP-MM-DC1 | 2011-12-17 | 20
HR12 | 2210-4-HR12-HCC11AA001 | 2000267350 | 214HCC11AA001 | 214HCC11AA001 | SOOTBLOWER-1 WASH WATER INLET ISOL.VALVE | RMM | GMVLVE | B | X | 202028366 |  | 000002628616 |  | ERP-MM-DC1 | 2011-12-17 | 20
HR12 | 2210-4-HR12-HCC11AA002 | 2000267358 | 214HCC11AA002 | 214HCC11AA002 | SOOTBLOWER-2 WASH WATER I/L NON RET.V/V | RMM | GMVLVE | C | X | 202028366 |  | 000002628620 |  | ERP-MM-DC1 | 2011-12-17 | 20
HR12 | 2210-4-HR12-HCC12AA001 | 2000267366 | 214HCC12AA001 | 214HCC12AA001 | SOOTBLOWER-3 WASH WATER I/L NON.RET.V/V | RMM | GMVLVE | C | X | 202028366 |  | 000002628624 |  | ERP-MM-DC1 | 2011-12-17 | 20
HR12 | 2210-4-HR12-HCC12AA002 | 2000267374 | 214HCC12AA002 | 214HCCAA002 | SOOTBLOWER-4 WASH WATER I/L NON RET. V/V | RMM | GMVLVE | C | X | 202028366 |  | 000002628628 |  | ERP-MM-DC1 | 2011-12-17 | 20
HR12 | 2210-4-HR12-HCC13AA001 | 2000267382 | 214HCC13AA001 | 214HCC13AA001 | SOOTBLOWER-5 WASH WATER I/L NON RET.V/V | RMM | GMVLVE | C | X | 202028366 |  | 000002628652 |  | ERP-MM-DC1 | 2011-12-17 | 20
HR12 | 2210-4-HR12-HCC13AA002 | 2000267390 | 214HCC13AA002 | 214HCC13AA002 | SOOTBLOWER-6 WASH WATER I/L NON RET.V/V | RMM | GMVLVE | C | X | 202028366 |  | 000002628656 |  | ERP-MM-DC1 | 2011-12-17 | 20
HR12 | 2210-4-HR12-HCC14AA001 | 2000267398 | 214HCC14AA001 | 214HCC14AA001 | SOOTBLOWER-7 WASH WATER I/L NON RET. V/V | RMM | GMVLVE | C | X | 202028366 |  | 000002628660 |  | ERP-MM-DC1 | 2011-12-17 | 20
HR12 | 2210-4-HR12-HCC14AA002 | 2000267406 | 214HCC14AA002 | 214HCC14AA002 | SOOTBLOWER-8 WASH WATER I/L NON RET. V/V | RMM | GMVLVE | C | X | 202028366 |  | 000002628664 |  | ERP-MM-DC1 | 2011-12-17 | 20
HR12 | 2210-4-HR12-HCC15AA001 | 2000267414 | 214HCC15AA001 | 214HCC15AA001 | SOOTBLOWER-9 WASH WATER I/L NON RET. V/V | RMM | GMVLVE | C | X | 202028366 |  | 000002628668 |  | ERP-MM-DC1 | 2011-12-17 | 20
HR12 | 2210-4-HR12-HCC15AA002 | 2000267422 | 214HCC15AA002 | 214HCC15AA002 | SOOTBLOWER-10 WASH WATER I/L NON RET.V/V | RMM | GMVLVE | C | X | 202028366 |  | 000002628692 |  | ERP-MM-DC1 | 2011-12-17 | 20
HR12 | 2210-4-HR12-HCC16AA001 | 2000267430 | 214HCC16AA001 | 214HCC16AA001 | SOOTBLOWER-11 WASH WATER I/L NON RET.V/V | RMM | GMVLVE | C | X | 202028366 |  | 000002628696 |  | ERP-MM-DC1 | 2011-12-17 | 20
HR12 | 2210-4-HR12-HCC16AA002 | 2000267438 | 214HCC16AA002 | 214HCC16AA002 | SOOTBLOWER-12 WASH WATER I/L NON RET.V/V | RMM | GMVLVE | C | X | 202028366 |  | 000002628700 |  | ERP-MM-DC1 | 2011-12-17 | 20
HR12 | 2210-4-HR12-HCY10EM001 | 2000267446 | 214HCY10EM001 | 214HCY10EM001 | SOOTBLOWER CONTROL PANEL AND MIMIC | RME | GEPANL | B | X | 202028366 |  | 000002628704 |  | ERP-MM-DC1 | 2011-12-17 | 20
HR12 | 2210-4-HR12-HCY10GH001 | 2000267454 | 214HCY10GH001 | 214HCY10GH001 | SOOT BLOWER CONTACTOR PANEL | RME | GEPANL | B | X | 202028366 |  | 000002628708 |  | ERP-MM-DC1 | 2011-12-17 | 20
HR12 | 2210-4-HR12-HCY11GA001 | 2000267462 | 214HCY11GA001 | 214HCY11GA001 | BOTTOM SOTOBLOWER JUNCTION BOX, INSIDE | RME | GEBO-CN | C | X | 202028366 |  | 000002628732 |  | ERP-MM-DC1 | 2011-12-17 | 20
HR12 | 2210-4-HR12-HCY12GA001 | 2000267470 | 214HCY12GA001 | 214HCY12GA001 | TOP SOOTBLOWER JUNCTION BOX, OUTSIDE | RME | GEBO-CN | C | X | 202028366 |  | 000002628736 |  | ERP-MM-DC1 | 2011-12-17 | 20
HR12 | 2210-4-HR12-HNA10AB001 | 2000267478 | 214HNA10AB001 | 214HNA10AB001 | HRSG OUTLET DUCT EXPANSION JOINT | RMM | GMEXJT | C | X | 202028366 |  | 000002628740 |  | ERP-MM-DC1 | 2011-12-17 | 20
HR12 | 2210-4-HR12-HNA10AB002 | 2000267486 | 214HNA10AB002 | 214HNA10AB002 | HRSG INLET DUCT/ELBOW DUCT EXPAN. JOINT | RMM | GMEXJT | C | X | 202028366 |  | 000002628744 |  | ERP-MM-DC1 | 2011-12-17 | 20
HR12 | 2210-4-HR12-HNA10BR001 | 2000267494 | 214HNA10BR001 | 214HNA10BR001 | HRSG OUTLET DUCT (STACK SKIRT) | RMM | GMDUCT | C | X | 202028366 |  | 000002628748 |  | ERP-MM-DC1 | 2011-12-17 | 20
HR12 | 2210-4-HR12-HNA10BR002 | 2000267502 | 214HNA10BR002 | 214HNA10BR002 | HRSG ELBOW DUCT | RMM | GMDUCT | C | X | 202028366 |  | 000002628772 |  | ERP-MM-DC1 | 2011-12-17 | 20
HR12 | 2210-4-HR12-HNA10BS001 | 2000267510 | 214HNA10BS001 | 214HNA10BS001 | COLD EXHAUST GAS SILENCER | RMM | GMSLNR | C | X | 202028366 |  | 000002628776 |  | ERP-MM-DC1 | 2011-12-17 | 20
HR12 | 2210-4-HR12-HNE10BR001 | 2000267518 | 214HNE10BR001 | 214HNE10BR001 | HRSG OUTLET DUCT | RMM | GMDUCT | C | X | 202028366 |  | 000002628780 |  | ERP-MM-DC1 | 2011-12-17 | 20
HR12 | 2210-4-HR12-HNE10BS001 | 2000267526 | 214HNE10BS001 | 214HNE10BS001 | TEG SILENCER, MAIN STACK | RMM | GMSLNR | C | X | 202028366 |  | 000002628784 |  | ERP-MM-DC1 | 2011-12-17 | 20
HR12 | 2210-4-HR12-HNE20AB003 | 2000267534 | 214HNE20AB003 | 214HNE20AB003 | HRSG OUTLET DUCT EXPANSION JOINT | RMM | GMEXJT | C | X | 202028366 |  | 000002628788 |  | ERP-MM-DC1 | 2011-12-17 | 20
HR12 | 2210-4-HR12-HNE20BR001 | 2000267542 | 214HNE20BR001 | 214HNE20BR001 | MAIN STACK | RMM | GMCHMN | C | X | 202028366 |  | 000002628812 |  | ERP-MM-DC1 | 2011-12-17 | 20
HR12 | 2210-4-HR12-LAA10AA301 | 2000267550 | 214LAA10AA301 | 214LAA10AA301 | DEAERATOR PRESS.INDICATOR ISOL.VALVE | RMM | GMVLVE | C | X | 202028366 |  | 000002628816 |  | ERP-MM-DC1 | 2011-12-17 | 20
HR12 | 2210-4-HR12-LAA10AA302 | 2000267558 | 214LAA10AA302 | 214LAA10AA302 | DEAERATOR PRESS.INDICATOR ISOL.VALVE | RMM | GMVLVE | C | X | 202028366 |  | 000002628820 |  | ERP-MM-DC1 | 2011-12-17 | 20
HR12 | 2210-4-HR12-LAA10AA501 | 2000267566 | 214LAA10AA501 | 214LAA10AA501 | DEAERATOR VENT VALVE/T-TYPE | RMM | GMVLVE | B | X | 202028366 |  | 000002628824 |  | ERP-MM-DC1 | 2011-12-17 | 20
HR12 | 2210-4-HR12-LAA10AA502 | 2000267574 | 214LAA10AA502 | 214LAA10AA502 | DEAERATOR VENT VALVE/T-TYPE | RMM | GMVLVE | B | X | 202028366 |  | 000002628828 |  | ERP-MM-DC1 | 2011-12-17 | 20
HR12 | 2210-4-HR12-LAA10AA503 | 2000267582 | 214LAA10AA503 | 214LAA10AA503 | DEAERATOR VENT VALVE/MOTORISED | RMM | GMVL-MO | B | X | 202028366 |  | 000002628852 |  | ERP-MM-DC1 | 2011-12-17 | 20
HR12 | 2210-4-HR12-LAA10AA504 | 2000267590 | 214LAA10AA504 | 214LAA10AA504 | DEAERATOR VENT VALVE/MOTORISED | RMM | GMVL-MO | B | X | 202028366 |  | 000002628856 |  | ERP-MM-DC1 | 2011-12-17 | 20
HR12 | 2210-4-HR12-LAA10BB001 | 2000267598 | 214LAA10BB001 | 214LAA10BB001 | DEAERATOR | RMM | GMDEAR | C | X | 202028366 |  | 000002628860 |  | ERP-MM-DC1 | 2011-12-17 | 20
HR12 | 2210-4-HR12-LAA10BP001 | 2000267606 | 214LAA10BP001 | 214LAA10BP001 | DEAERATOR VENT FLOW LIMITER | RMM | GMFLWD | C | X | 202028366 |  | 000002628864 |  | ERP-MM-DC1 | 2011-12-17 | 20
HR12 | 2210-4-HR12-LAA10CP001 | 2000267614 | 214LAA10CP001 | 214LAA10PI01 | DEAERATOR PRESSURE INDICATOR | RMI | GIIN-PR | C | X | 202028366 |  | 000002628868 |  | ERP-MM-DC1 | 2011-12-17 | 20
HR12 | 2210-4-HR12-LAA10CT001 | 2000267622 | 214LAA10CT001 | 214LAA10TI01 | LP STEAM DRUM TEMPERATURE INDICATOR | RMI | GIIN-TE | C | X | 202028366 |  | 000002628892 |  | ERP-MM-DC1 | 2011-12-17 | 20
HR12 | 2210-4-HR12-LAA10CT501 | 2000267630 | 214LAA10CT501 | 214LAA10CT501 | DEAERATOR TEMPERATURE INDICATOR | RMI | GIIN-TE | C | X | 202028366 |  | 000002628896 |  | ERP-MM-DC1 | 2011-12-17 | 20
HR12 | 2210-4-HR12-LAB00 | 2000267638 | 214LAB00 | 214LAB00 | LOCAL INSTRUMENTS - GROUPED | RMI | GIELMT | C | X | 202028366 |  | 000002628900 |  | ERP-MM-DC1 | 2011-12-17 | 20
HR12 | 2210-4-HR12-LAB30AA000 | 2000267646 | 214LAB30AA000 | 214LAB30HV01 | LIMIT SWITCHES | RMI | GISW-LM | C | X | 202028366 |  | 000002628914 |  | ERP-MM-DC1 | 2011-12-17 | 20
HR12 | 2210-4-HR12-LAB30AA002 | 2000267654 | 214LAB30AA002 | 214LAB30HV02 | LIMIT SWITCHES | RMI | GISW-LM | C | X | 202028366 |  | 000002628918 |  | ERP-MM-DC1 | 2011-12-17 | 20
HR12 | 2210-4-HR12-LAB30AA004 | 2000267662 | 214LAB30AA004 | 214LAB30HV04 | BLR.FW.PUMP-A DISCH.VALVE AFT.FLOW ELEMT | RMM | GMVL-MO | B | X | 202028366 |  | 000002628932 |  | ERP-MM-DC1 | 2011-12-17 | 20
HR12 | 2210-4-HR12-LAB30AA006 | 2000267670 | 214LAB30AA006 | 214LAB30PV06 | BLR.FW.PUMP-A DISCH.PRESS.CONTROL VALVE | RMM | GMVL-BA | B | X | 202028366 |  | 000002628936 |  | ERP-MM-DC1 | 2011-12-17 | 20
HR12 | 2210-4-HR12-LAB30AA007 | 2000267678 | 214LAB30AA007 | 214LAB30FV07 | BLR.FW.PUMP-A DISCH.RECIRC.CONTROL VALVE | RMM | GMVL-BA | B | X | 202028366 |  | 000002628940 |  | ERP-MM-DC1 | 2011-12-17 | 20
HR12 | 2210-4-HR12-LAB30AA008 | 2000267686 | 214LAB30AA008 | 214LAB30FV08 | BLR.FW.PUMP-B DISCH.RECIRC.CONTROL VALVE | RMM | GMVL-BA | B | X | 202028366 |  | 000002628954 |  | ERP-MM-DC1 | 2011-12-17 | 20
HR12 | 2210-4-HR12-LAB30AA009 | 2000267694 | 214LAB30AA009 | 214LAB30HV09 | BLR.FW.PUMP-B DISCH.VALVE AFT.FLOW ELMT | RMM | GMVL-MO | B | X | 202028366 |  | 000002628958 |  | ERP-MM-DC1 | 2011-12-17 | 20
HR12 | 2210-4-HR12-LAB30AA010 | 2000267702 | 214LAB30AA010 | 214LAB30HV10 | BLR.FW.PUMP-A DISCH.V/V BYPASS VALVE | RMM | GMVL-MO | B | X | 202028366 |  | 000002628972 |  | ERP-MM-DC1 | 2011-12-17 | 20
HR12 | 2210-4-HR12-LAB30AA011 | 2000267710 | 214LAB30AA011 | 214LAB30HV11 | BLR.FW.PUMP-B DISCH.V/V BYPASS VALVE | RMM | GMVL-MO | B | X | 202028366 |  | 000002628976 |  | ERP-MM-DC1 | 2011-12-17 | 20
HR12 | 2210-4-HR12-LAB30AA012 | 2000267718 | 214LAB30AA012 | 214LAB30PV12 | BLR.FW.PUMP-B DISCH.PRESS.CONTROL VALVE | RMM | GMVL-BA | B | X | 202028366 |  | 000002628980 |  | ERP-MM-DC1 | 2011-12-17 | 20
HR12 | 2210-4-HR12-LAB30AA303 | 2000267726 | 214LAB30AA303 | 214LAB30PSV03 | HP FW.PUMP-A SUCTION SAFETY RELIEF VALVE | RMM | GMVL-RE | C | X | 202028366 |  | 000002628984 |  | ERP-MM-DC1 | 2011-12-17 | 20
HR12 | 2210-4-HR12-LAB30AA309 | 2000267734 | 214LAB30AA309 | 214LAB30PSV09 | HP FW.PUMP-B SUCTION SAFETY RELIEF VALVE | RMM | GMVL-RE | C | X | 202028366 |  | 000002628988 |  | ERP-MM-DC1 | 2011-12-17 | 20
HR12 | 2210-4-HR12-LAB30AT001 | 2000267742 | 214LAB30AT001 | 214LAB30AT001 | HP FEEDWATER PUMP-A I/L STRAINER | RMM | GMSTRN | C | X | 202028366 |  | 000002629012 |  | ERP-MM-DC1 | 2011-12-17 | 20
HR12 | 2210-4-HR12-LAB30AT002 | 2000267750 | 214LAB30AT002 | 214LAB30AT002 | HP FEEDWATER PUMP-B I/L STRAINER | RMM | GMSTRN | C | X | 202028366 |  | 000002629016 |  | ERP-MM-DC1 | 2011-12-17 | 20
HR12 | 2210-4-HR12-LAB30CF005 | 2000267758 | 214LAB30CF005 | 214LAB30FT05 | BLR.F.WATR.TO ECONOMISR.FLOW TRANSMITTER | RMI | GIXM-FC | C | X | 202028366 |  | 000002629020 |  | ERP-MM-DC1 | 2011-12-17 | 20
HR12 | 2210-4-HR12-LAB30CF007 | 2000267766 | 214LAB30CF007 | 214LAB30CF007 | HP FEEDWAT.PUMP-A DISCH.FLOW TRANSMITTER | RMI | GIXM-FC | C | X | 202028366 |  | 000002629024 |  | ERP-MM-DC1 | 2011-12-17 | 20
HR12 | 2210-4-HR12-LAB30CF008 | 2000267774 | 214LAB30CF008 | 214LAB30CF008 | HP FEEDWAT.PUMP-B DISCH.FLOW TRANSMITTER | RMI | GIXM-FC | C | X | 202028366 |  | 000002629028 |  | ERP-MM-DC1 | 2011-12-17 | 20
HR12 | 2210-4-HR12-LAB30CP000 | 2000267782 | 214LAB30CP000 | 214LAB30CP000 | PRESSURE INSTRUMENTS | RMI | GIXM-DP | C | X | 202028366 |  | 000002629052 |  | ERP-MM-DC1 | 2011-12-17 | 20
HR12 | 2210-4-HR12-LAB30CP001 | 2000267790 | 214LAB30CP001 | 214LAB30PDI01 | HP FW.PUMP-A SUCTN.STRAINER DP INDICATOR | RMI | GIIN-PR | C | X | 202028366 |  | 000002629056 |  | ERP-MM-DC1 | 2011-12-17 | 20
HR12 | 2210-4-HR12-LAB30CP002 | 2000267798 | 214LAB30CP002 | 214LAB30CP002 | PRESSURE INSTRUMENTS | RMI | GIXM-DP | C | X | 202028366 |  | 000002629060 |  | ERP-MM-DC1 | 2011-12-17 | 20
HR12 | 2210-4-HR12-LAB30CP004 | 2000267806 | 214LAB30CP004 | 214LAB30PI04 | HP FW. PUMP-A SUCTION PRESS.TRANSMITTER | RMI | GIXM-DP | C | X | 202028366 |  | 000002629064 |  | ERP-MM-DC1 | 2011-12-17 | 20
HR12 | 2210-4-HR12-LAB30CP005 | 2000267814 | 214LAB30CP005 | 214LAB30PI05 | HP FW. PUMP-A DISCH.PRESSURE TRANSMITTER | RMI | GIXM-DP | C | X | 202028366 |  | 000002629068 |  | ERP-MM-DC1 | 2011-12-17 | 20
HR12 | 2210-4-HR12-LAB30CP007 | 2000267822 | 214LAB30CP007 | 214LAB30PDI07 | HP FW.PUMP-B SUCTN.STRAINER DP INDICATOR | RMI | GIIN-PR | C | X | 202028366 |  | 000002629092 |  | ERP-MM-DC1 | 2011-12-17 | 20
HR12 | 2210-4-HR12-LAB30CP008 | 2000267830 | 214LAB30CP008 | 214LAB30PDAH08 | HP FW. PUMP-B SUCTION STRAINER DP SWITCH | RMI | GISW-CN | C | X | 202028366 |  | 000002629096 |  | ERP-DLGN-EAA | 2013-03-05 | 20
HR12 | 2210-4-HR12-LAB30CP010 | 2000267838 | 214LAB30CP010 | 214LAB30PI10 | HP FW. PUMP-B SUCTION PRESS.TRANSMITTER | RMI | GIXM-DP | C | X | 202028366 |  | 000002629100 |  | ERP-MM-DC1 | 2011-12-17 | 20
HR12 | 2210-4-HR12-LAB30CP011 | 2000267846 | 214LAB30CP011 | 214LAB30PI11 | HP FW. PUMP-B DISCH.PRESSURE TRANSMITTER | RMI | GIXM-DP | C | X | 202028366 |  | 000002629104 |  | ERP-MM-DC1 | 2011-12-17 | 20
HR12 | 2210-4-HR12-LAB30CP013 | 2000267854 | 214LAB30CP013 | 214LAB30PT13 | HP BFW.TO HP.STM.GEN.SYS.PRESS.TRANSMITR | RMI | GIXM-DP | C | X | 202028366 |  | 000002629108 |  | ERP-MM-DC1 | 2011-12-17 | 20
HR12 | 2210-4-HR12-LAB30CP014 | 2000267862 | 214LAB30CP014 | 214LAB30PSL14 | HP FW. PUMP-A DISCH.PRESSURE SWITCH | RMI | GISW-CN | C | X | 202028366 |  | 000002629132 |  | ERP-DLGN-EAA | 2013-03-05 | 20
HR12 | 2210-4-HR12-LAB30CP015 | 2000267870 | 214LAB30CP015 | 214LAB30PSL15 | HP FW. PUMP-B DISCH.PRESSURE SWITCH | RMI | GISW-CN | C | X | 202028366 |  | 000002629136 |  | ERP-DLGN-EAA | 2013-03-05 | 20
HR12 | 2210-4-HR12-LAB30CT001 | 2000267878 | 214LAB30CT001 | 214LAB30TE01 | LP DRUM TO BFW.PUMP I/L TEMP.ELEMENT | RMI | GIEL-TE | C | X | 202028366 |  | 000002629140 |  | ERP-MM-DC1 | 2011-12-17 | 20
HR12 | 2210-4-HR12-LAB31AA001 | 2000267886 | 214LAB31AA001 | 214LAB31AA001 | LP FEEDWATER TO DRUM CHECK VALVE/SWING | RMM | GMVLVE | C | X | 202028366 |  | 000002629144 |  | ERP-MM-DC1 | 2011-12-17 | 20
HR12 | 2210-4-HR12-LAB31AA002 | 2000267894 | 214LAB31AA002 | 214LAB31AA002 | LP FEEDWATER TO DRUM ISOL.VALVE | RMM | GMVLVE | C | X | 202028366 |  | 000002629148 |  | ERP-MM-DC1 | 2011-12-17 | 20
HR12 | 2210-4-HR12-LAB31AA003 | 2000267902 | 214LAB31AA003 | 214LAB31HVO1 | HP F.WAT.PUMP RECIRCULATION BLOCK VALVE1 | RMM | GMVLVE | B | X | 202028366 |  | 000002629172 |  | ERP-MM-DC1 | 2011-12-17 | 20
HR12 | 2210-4-HR12-LAB31AA004 | 2000267910 | 214LAB31AA004 | 214LAB31HVO2 | HP F.WAT.PUMP RECIRCULATION BLOCK VALVE2 | RMM | GMVLVE | B | X | 202028366 |  | 000002629176 |  | ERP-MM-DC1 | 2011-12-17 | 20
HR12 | 2210-4-HR12-LAB31BP001 | 2000267918 | 214LAB31BP001 | 214LAB31BP001 | FEEDWATER PMP TO LP ST.DRUM FLOW LIMITER | RMM | GMFLWD | C | X | 202028366 |  | 000002629180 |  | ERP-MM-DC1 | 2011-12-17 | 20
HR12 | 2210-4-HR12-LAB31BR001 | 2000267926 | 214LAB31BR001 | 214LAB31BR001 | FEEDWATER SUPPLY PIPING TO DEAERATOR | RMM | GMPIPE | C | X | 202028366 |  | 000002629184 |  | ERP-MM-DC1 | 2011-12-17 | 20
HR12 | 2210-4-HR12-LAB32AA001 | 2000267934 | 214LAB32AA001 | 214LAB32AA001 | LP FEEDWATER TO DRUM CHECK VALVE/SWING | RMM | GMVLVE | C | X | 202028366 |  | 000002629188 |  | ERP-MM-DC1 | 2011-12-17 | 20
HR12 | 2210-4-HR12-LAB32AA002 | 2000267942 | 214LAB32AA002 | 214LAB32AA002 | LP FEEDWATER TO DRUM ISOL.VALVE | RMM | GMVLVE | B | X | 202028366 |  | 000002629212 |  | ERP-MM-DC1 | 2011-12-17 | 20
HR12 | 2210-4-HR12-LAB32BP001 | 2000267950 | 214LAB32BP001 | 214LAB32BP001 | FEEDWATER PUMP TO LP ST.DRUM FLOW METER | RMM | GMFLWD | C | X | 202028366 |  | 000002629216 |  | ERP-MM-DC1 | 2011-12-17 | 20
HR12 | 2210-4-HR12-LAB50AA001 | 2000267957 | 214LAB50AA001 | 214LAB50AA001 | HP FEEDWATER CHECK VALVE/SWING | RMM | GMVLVE | C | X | 202028366 |  | 000002629219 |  | ERP-MM-DC1 | 2011-12-17 | 20
HR12 | 2210-4-HR12-LAB50AA002 | 2000267965 | 214LAB50AA002 | 214LAB50AA002 | HP FEEDWATER SHUTOFF VALVE (TO ECONOMSR) | RMM | GMVL-MO | B | X | 202028366 |  | 000002629223 |  | ERP-MM-DC1 | 2011-12-17 | 20
HR12 | 2210-4-HR12-LAB50AA002-M01 | 2000267972 | 214LAB50AA002-M01 | 214LAB50XV01 | MOTOR FOR HPFW SHUTOFF V/V TO ECONOMISER | RME | GEMOTR | B | X | 202028366 |  | 000002629227 |  | ERP-MM-DC1 | 2011-12-17 | 20
HR12 | 2210-4-HR12-LAB50AA003 | 2000267980 | 214LAB50AA003 | 214LAB50AA003 | HP FEEDWATER BYPASS VALVE (TO ECONOMSR) | RMM | GMVL-MO | B | X | 202028366 |  | 000002629251 |  | ERP-MM-DC1 | 2011-12-17 | 20
HR12 | 2210-4-HR12-LAB50AA003-M01 | 2000267988 | 214LAB50AA003-M01 | 214LAB50XV02 | MOTOR FOR HPFW BYPASS V/V TO ECONOMISER | RME | GEMOTR | B | X | 202028366 |  | 000002629255 |  | ERP-MM-DC1 | 2011-12-17 | 20
HR12 | 2210-4-HR12-LAB50AA191 | 2000267996 | 214LAB50AA191 | 214LAB50AA191 | HP FEEDWATER SAFETY RELIEF VALVE | RMM | GMVL-RE | C | X | 202028366 |  | 000002629259 |  | ERP-MM-DC1 | 2011-12-17 | 20
HR12 | 2210-4-HR12-LAB50AA301 | 2000268004 | 214LAB50AA301 | 214LAB50AA301 | HP FEEDWATER PRESS.INDICATOR ISOL.VALVE | RMM | GMVLVE | C | X | 202028366 |  | 000002629263 |  | ERP-MM-DC1 | 2011-12-17 | 20
HR12 | 2210-4-HR12-LAB50AA302 | 2000268012 | 214LAB50AA302 | 214LAB50AA302 | HP FEEDWATER PRESS.INDICATOR ISOL.VALVE | RMM | GMVLVE | C | X | 202028366 |  | 000002629267 |  | ERP-MM-DC1 | 2011-12-17 | 20
HR12 | 2210-4-HR12-LAB50AA303 | 2000268020 | 214LAB50AA303 | 214LAB50AA303 | HP FEEDWATER PRESS.SWITCH ISOL.VALVE | RMM | GMVLVE | C | X | 202028366 |  | 000002629291 |  | ERP-MM-DC1 | 2011-12-17 | 20
HR12 | 2210-4-HR12-LAB50AA304 | 2000268028 | 214LAB50AA304 | 214LAB50AA304 | HP FEEDWATER PRESS.SWITCH ISOL.VALVE | RMM | GMVLVE | C | X | 202028366 |  | 000002629295 |  | ERP-MM-DC1 | 2011-12-17 | 20
HR12 | 2210-4-HR12-LAB50AA305 | 2000268036 | 214LAB50AA305 | 214LAB50AA305 | HP FEEDWATER PR.TRANSMITTER ISOL.VALVE | RMM | GMVLVE | C | X | 202028366 |  | 000002629299 |  | ERP-MM-DC1 | 2011-12-17 | 20
HR12 | 2210-4-HR12-LAB50AA306 | 2000268044 | 214LAB50AA306 | 214LAB50AA306 | HP FEEDWATER PR.TRANSMITTER ISOL.VALVE | RMM | GMVLVE | C | X | 202028366 |  | 000002629303 |  | ERP-MM-DC1 | 2011-12-17 | 20
HR12 | 2210-4-HR12-LAB50AA501 | 2000268052 | 214LAB50AA501 | 214LAB50AA501 | HP FEEDWATER VENT VALVE/Y-TYPE | RMM | GMVLVE | B | X | 202028366 |  | 000002629307 |  | ERP-MM-DC1 | 2011-12-17 | 20
HR12 | 2210-4-HR12-LAB50AA502 | 2000268060 | 214LAB50AA502 | 214LAB50AA502 | HP FEEDWATER VENT VALVE/Y-TYPE | RMM | GMVLVE | B | X | 202028366 |  | 000002629331 |  | ERP-MM-DC1 | 2011-12-17 | 20
HR12 | 2210-4-HR12-LAB50BP001 | 2000268068 | 214LAB50BP001 | 214LAB50BP001 | HP FEEDWATER C.V.BYPASS FLOW LIMITER | RMM | GMFLWD | C | X | 202028366 |  | 000002629335 |  | ERP-MM-DC1 | 2011-12-17 | 20
HR12 | 2210-4-HR12-LAB50CP001 | 2000268076 | 214LAB50CP001 | 214LAB50CP001 | HP FW TO ECON. PRESSURE TRANSMITTER | RMI | GIXM-DP | C | X | 202028366 |  | 000002629339 |  | ERP-MM-DC1 | 2011-12-17 | 20
HR12 | 2210-4-HR12-LAB50CP002 | 2000268083 | 214LAB50CP002 | 214LAB50CP002 | HP FW TO ECON. PRESSURE SWITCH | RMI | GISW-CN | C | X | 202028366 |  | 000002629343 |  | ERP-DLGN-EAA | 2013-03-05 | 20
HR12 | 2210-4-HR12-LAB50CP501 | 2000268091 | 214LAB50CP501 | 214LAB50CP501 | HP FW TO ECON. PRESSURE INDICATOR | RMI | GIIN-PR | C | X | 202028366 |  | 000002629347 |  | ERP-MM-DC1 | 2011-12-17 | 20
HR12 | 2210-4-HR12-LAB50CT001 | 2000268099 | 214LAB50CT001 | 214LAB50CT001 | HP FW TO ECONOMIZER TEMP.ELEMENT | RMI | GIEL-TE | C | X | 202028366 |  | 000002629361 |  | ERP-MM-DC1 | 2011-12-17 | 20
HR12 | 2210-4-HR12-LAC11 | 2000268107 | 214LAC11 | 214LAV11 | HP BFP-A | RMI | GISW-CN | B | X | 202028366 |  | 000002629365 |  | ERP-DLGN-EAA | 2013-03-05 | 20
HR12 | 2210-4-HR12-LAC11AP001 | 2000268115 | 214LAC11AP001 | 214LAC11AP001 | BOILER FEEDWATER PUMP-A | RMM | GMPUMP | B | X | 202028366 |  | 000002629369 |  | ERP-MM-DC1 | 2011-12-17 | 20
HR12 | 2210-4-HR12-LAC11AP001-M01 | 2000268123 | 214LAC11AP001-M01 | 214LAC11AP001M1 | BOILER FW.PUMP AUX.LUBE OIL PUMP-A MOTOR | RME | GEMOTR | B | X | 202028366 |  | 000002629383 |  | ERP-MM-DC1 | 2011-12-17 | 20
HR12 | 2210-4-HR12-LAC11AP001KC01 | 2000268131 | 214LAC11AP001KC01 | 214LAC11AP001KC | BOILER FEEDWATER PUMP L.O. HEATER | RME | GEHTR | B | X | 202028366 |  | 000002629387 |  | ERP-MM-DC1 | 2011-12-17 | 20
HR12 | 2210-4-HR12-LAC11CT000 | 2000268139 | 214LAC11CT000 | 214LAC11TE | BLR.FW.PMP/MOTOR-A BEARING TEMP.ELEMENTS | RMI | GIEL-TE | C | X | 202028366 |  | 000002629401 |  | ERP-MM-DC1 | 2011-12-17 | 20
HR12 | 2210-4-HR12-LAC12 | 2000268147 | 214LAC12 | 214LAV12 | HP BFP-B | RMI | GISW-CN | B | X | 202028366 |  | 000002629405 |  | ERP-DLGN-EAA | 2013-03-05 | 20
HR12 | 2210-4-HR12-LAC12AP001 | 2000268155 | 214LAC12AP001 | 214LAC12AP001 | BOILER FEEDWATER PUMP-B | RMM | GMPUMP | B | X | 202028366 |  | 000002629409 |  | ERP-MM-DC1 | 2011-12-17 | 20
HR12 | 2210-4-HR12-LAC12AP001-M01 | 2000268163 | 214LAC12AP001-M01 | 214LAC12AP001M1 | BOILER FEEDWATER PUMP-B MOTOR | RME | GEMOTR | B | X | 202028366 |  | 000002629423 |  | ERP-MM-DC1 | 2011-12-17 | 20
HR12 | 2210-4-HR12-LAC12AP001KC01 | 2000268171 | 214LAC12AP001KC01 | 214LAC12AP001KC | BOILER FEEDWATER PUMP LUBE OIL HEATER | RME | GEHTR | B | X | 202028366 |  | 000002629427 |  | ERP-MM-DC1 | 2011-12-17 | 20
HR12 | 2210-4-HR12-LAC12CT000 | 2000268179 | 214LAC12CT000 | 214LAC12TE | BLR.FW.PMP/MOTOR-B BEARING TEMP.ELEMENTS | RMI | GIEL-TE | C | X | 202028366 |  | 000002629441 |  | ERP-MM-DC1 | 2011-12-17 | 20
HR12 | 2210-4-HR12-LAC21AP001 | 2000268187 | 214LAC21AP001 | 214LAV11AP001 | BOILER FW. PUMP AUX. LUBE OIL PUMP-A | RMM | GMPUMP | B | X | 202028366 |  | 000002629445 |  | ERP-MM-DC1 | 2011-12-17 | 20
HR12 | 2210-4-HR12-LAC21AP001-M01 | 2000268195 | 214LAC21AP001-M01 | 214LAV11AP001M1 | BOILER PUMP AUX. LUBE OIL PUMP-A MOTOR | RME | GEMOTR | B | X | 202028366 |  | 000002629449 |  | ERP-MM-DC1 | 2011-12-17 | 20
HR12 | 2210-4-HR12-LAC22AP001 | 2000268203 | 214LAC22AP001 | 214LAV12AP001 | BOILER FW. PUMP AUX. LUBE OIL PUMP-B | RMM | GMPUMP | B | X | 202028366 |  | 000002629463 |  | ERP-MM-DC1 | 2011-12-17 | 20
HR12 | 2210-4-HR12-LAC22AP001-M01 | 2000268211 | 214LAC22AP001-M01 | 214LAV12AP001M1 | BOILER FW.PUMP AUX.LUBE OIL PUMP-B MOTOR | RME | GEMOTR | B | X | 202028366 |  | 000002629467 |  | ERP-MM-DC1 | 2011-12-17 | 20
HR12 | 2210-4-HR12-LAC22CP005 | 2000268219 | 214LAC22CP005 | 214LAV12PDI/PDS | LUBE OIL FILTER DIFF.PR.GAUGE/DP.SWITCH | RMI | GISW-CN | C | X | 202028366 |  | 000002629481 |  | ERP-DLGN-EAA | 2013-03-05 | 20
HR12 | 2210-4-HR12-LAC22CP011 | 2000268227 | 214LAC22CP011 | 214LAV12PSL11 | BFW PUMP LO START PERMSV.PRESS.SWITCH | RMI | GISW-CN | C | X | 202028366 |  | 000002629485 |  | ERP-DLGN-EAA | 2013-03-05 | 20
HR12 | 2210-4-HR12-LAC22CP021 | 2000268235 | 214LAC22CP021 | 214LAV12PSL21 | AUX.LUBE OIL PUMP START PRESS SWITCH | RMI | GISW-CN | C | X | 202028366 |  | 000002629489 |  | ERP-DLGN-EAA | 2013-03-05 | 20
HR12 | 2210-4-HR12-LAW11CT000 | 2000268243 | 214LAW11CT000 | 214LAW11CT000 | TEMP INDICATOR | RMI | GIIN-TE | C | X | 202028366 |  | 000002629503 |  | ERP-MM-DC1 | 2011-12-17 | 20
HR12 | 2210-4-HR12-LAW12CT000 | 2000268251 | 214LAW12CT000 | 214LAW12CT000 | TEMP INDICATOR | RMI | GIIN-TE | C | X | 202028366 |  | 000002629507 |  | ERP-MM-DC1 | 2011-12-17 | 20
HR12 | 2210-4-HR12-LBA32 | 2000268259 | 214LBA32 | 214LBA32 | LOCAL INSTRUMENTS | RMI | GIXM-FC | C | X | 202028366 |  | 000002629521 |  | ERP-MM-DC1 | 2011-12-17 | 20
HR12 | 2210-4-HR12-LBA32AA001 | 2000268267 | 214LBA32AA001 | 214LBA32FIK02 | HP STEAM VENT FLOW CONTROL VALVE | RMM | GMVL-BA | B | X | 202028366 |  | 000002629525 |  | ERP-MM-DC1 | 2011-12-17 | 20
HR12 | 2210-4-HR12-LBA32AA101 | 2000268275 | 214LBA32AA101 | 214LBA32TV01 | HP STEAM HEADER DRAIN VALVE-BEFORE FE. | RMM | GMVL-MO | B | X | 202028366 |  | 000002629529 |  | ERP-MM-DC1 | 2011-12-17 | 20
HR12 | 2210-4-HR12-LBA32AA102 | 2000268283 | 214LBA32AA102 | 214LBA32TV02 | HP STEAM HEADER DRAIN VALVE-AFTER FE. | RMM | GMVL-MO | B | X | 202028366 |  | 000002629543 |  | ERP-MM-DC1 | 2011-12-17 | 20
HR12 | 2210-4-HR12-LBA32AA104 | 2000268291 | 214LBA32AA104 | 214LBA32PV04 | HP STEAM VENT MOTOR OPERATED VALVE | RMM | GMVL-MO | B | X | 202028366 |  | 000002629547 |  | ERP-MM-DC1 | 2011-12-17 | 20
HR12 | 2210-4-HR12-LBA32BR001 | 2000268299 | 214LBA32BR001 | 214LBA32BR001 | HP STEAM HEADER DRAIN PIPING | RMM | GMPIPE | C | X | 202028366 |  | 000002629561 |  | ERP-MM-DC1 | 2011-12-17 | 20
HR12 | 2210-4-HR12-LBA32CF001 | 2000268307 | 214LBA32CF001 | 214LBA32FT01 | HP STEAM LINE FLOW TRANSMITTER | RMI | GIXM-FC | C | X | 202028366 |  | 000002629565 |  | ERP-MM-DC1 | 2011-12-17 | 20
HR12 | 2210-4-HR12-LBA32CT001 | 2000268315 | 214LBA32CT001 | 214LBA32TE01 | HP STEAM HDR.DRN.TEMP.ELEMENT BEF.FE | RMI | GIEL-TE | C | X | 202028366 |  | 000002629569 |  | ERP-MM-DC1 | 2011-12-17 | 20
HR12 | 2210-4-HR12-LBA32CT002 | 2000268323 | 214LBA32CT002 | 214LBA32TE02 | HP STEAM HDR.DRN.TEMP.ELEMENT AFT.FE | RMI | GIEL-TE | C | X | 202028366 |  | 000002629583 |  | ERP-MM-DC1 | 2011-12-17 | 20
HR12 | 2210-4-HR12-LBA50 | 2000268331 | 214LBA50 | 214LBA50 | LOCAL INSTRUMENTS | RMI | GIXM-DP | C | X | 202028366 |  | 000002629587 |  | ERP-MM-DC1 | 2011-12-17 | 20
HR12 | 2210-4-HR12-LBA50AA002 | 2000268339 | 214LBA50AA002 | 214LBA50AA002 | HP SUPERHEATER STARTUP VENT VALVE | RMM | GMVL-MO | B | X | 202028366 |  | 000002629601 |  | ERP-MM-DC1 | 2011-12-17 | 20
HR12 | 2210-4-HR12-LBA50AA003 | 2000268347 | 214LBA50AA003 | 214LBA50AA003 | HP STEAM SUPERHEATER O/L CHECK VALVE | RMM | GMVLVE | B | X | 202028366 |  | 000002629605 |  | ERP-MM-DC1 | 2011-12-17 | 20
HR12 | 2210-4-HR12-LBA50AA004 | 2000268355 | 214LBA50AA004 | 214LBA50AA004 | HP STEAMLINE SHUTOFF VALVE | RMM | GMVL-MO | B | X | 202028366 |  | 000002629609 |  | ERP-MM-DC1 | 2011-12-17 | 20
HR12 | 2210-4-HR12-LBA50AA005 | 2000268363 | 214LBA50AA005 | 214LBA50AA005 | HP STEAMLINE BYPASS VALVE | RMM | GMVL-MO | B | X | 202028366 |  | 000002629623 |  | ERP-MM-DC1 | 2011-12-17 | 20
HR12 | 2210-4-HR12-LBA50AA107 | 2000268371 | 214LBA50AA107 | 214LBA50NIC07 | HP SUPERHEATER STEAM HEADER DRAIN VALVE | RMM | GMVL-MO | B | X | 202028366 |  | 000002629627 |  | ERP-MM-DC1 | 2011-12-17 | 20
HR12 | 2210-4-HR12-LBA50AA191 | 2000268379 | 214LBA50AA191 | 214LBA50PSV03 | HP STEAM SUP.HTR. O/L SAFETY VALVE/ANGLE | RMM | GMVL-RE | C | X | 202028366 |  | 000002629641 |  | ERP-MM-DC1 | 2011-12-17 | 20
HR12 | 2210-4-HR12-LBA50AA301 | 2000268387 | 214LBA50AA301 | 214LBA50AA301 | HP STEAM SUP.HTR. O/L PI ISOL.VALVE | RMM | GMVLVE | C | X | 202028366 |  | 000002629645 |  | ERP-MM-DC1 | 2011-12-17 | 20
HR12 | 2210-4-HR12-LBA50AA302 | 2000268395 | 214LBA50AA302 | 214LBA50AA302 | HP STEAM SUP.HTR. O/L PI ISOL.VALVE | RMM | GMVLVE | C | X | 202028366 |  | 000002629649 |  | ERP-MM-DC1 | 2011-12-17 | 20
HR12 | 2210-4-HR12-LBA50AA303 | 2000268403 | 214LBA50AA303 | 214LBA50AA303 | HP STEAM SUP.HTR. O/L PT ISOL. VALVE | RMM | GMVLVE | C | X | 202028366 |  | 000002629663 |  | ERP-MM-DC1 | 2011-12-17 | 20
HR12 | 2210-4-HR12-LBA50AA304 | 2000268411 | 214LBA50AA304 | 214LBA50AA304 | HP STEAM SUP.HTR. O/L PT ISOL. VALVE | RMM | GMVLVE | C | X | 202028366 |  | 000002629667 |  | ERP-MM-DC1 | 2011-12-17 | 20
HR12 | 2210-4-HR12-LBA50AA305 | 2000268419 | 214LBA50AA305 | 214LBA50AA305 | HP STEAM START-UP FT ISOL. VALVE | RMM | GMVLVE | C | X | 202028366 |  | 000002629681 |  | ERP-MM-DC1 | 2011-12-17 | 20
HR12 | 2210-4-HR12-LBA50AA306 | 2000268427 | 214LBA50AA306 | 214LBA50AA306 | HP STEAM START-UP FT ISOL. VALVE | RMM | GMVLVE | C | X | 202028366 |  | 000002629685 |  | ERP-MM-DC1 | 2011-12-17 | 20
HR12 | 2210-4-HR12-LBA50AA307 | 2000268435 | 214LBA50AA307 | 214LBA50AA307 | HP STEAM START-UP FT ISOL. VALVE | RMM | GMVLVE | C | X | 202028366 |  | 000002629689 |  | ERP-MM-DC1 | 2011-12-17 | 20
HR12 | 2210-4-HR12-LBA50AA308 | 2000268443 | 214LBA50AA308 | 214LBA50AA308 | HP STEAM START-UP FT ISOL. VALVE | RMM | GMVLVE | C | X | 202028366 |  | 000002629703 |  | ERP-MM-DC1 | 2011-12-17 | 20
HR12 | 2210-4-HR12-LBA50AA403 | 2000268451 | 214LBA50AA403 | 214LBA50AA403 | HP STEAM DRAIN VALVE/Y-TYPE | RMM | GMVLVE | B | X | 202028366 |  | 000002629707 |  | ERP-MM-DC1 | 2011-12-17 | 20
HR12 | 2210-4-HR12-LBA50AA404 | 2000268459 | 214LBA50AA404 | 214LBA50AA404 | HP STEAMLINE DRAIN VALVE | RMM | GMVL-MO | B | X | 202028366 |  | 000002629721 |  | ERP-MM-DC1 | 2011-12-17 | 20
HR12 | 2210-4-HR12-LBA50AA405 | 2000268467 | 214LBA50AA405 | 214LBA50AA405 | HP STEAM C-V DRAIN VALVE/Y-TYPE | RMM | GMVLVE | B | X | 202028366 |  | 000002629725 |  | ERP-MM-DC1 | 2011-12-17 | 20
HR12 | 2210-4-HR12-LBA50AA406 | 2000268475 | 214LBA50AA406 | 214LBA50PV04 | HP STEAMLINE DRAIN VALVE BEF.FLOW ELEMT | RMM | GMVL-MO | C | X | 202028366 |  | 000002629729 |  | ERP-MM-DC1 | 2011-12-17 | 20
HR12 | 2210-4-HR12-LBA50AA407 | 2000268483 | 214LBA50AA407 | 214LBA50AA407 | HP STEAM DRAIN VALVE/Y-TYPE | RMM | GMVLVE | B | X | 202028366 |  | 000002629743 |  | ERP-MM-DC1 | 2011-12-17 | 20
HR12 | 2210-4-HR12-LBA50AA408 | 2000268491 | 214LBA50AA408 | 214LBA50AA408 | HP STEAM DRAIN VALVE/Y-TYPE | RMM | GMVLVE | B | X | 202028366 |  | 000002629747 |  | ERP-MM-DC1 | 2011-12-17 | 20
HR12 | 2210-4-HR12-LBA50AA501 | 2000268499 | 214LBA50AA501 | 214LBA50AA501 | HP STEAM START-UP VALVE/Y-TYPE | RMM | GMVLVE | B | X | 202028366 |  | 000002629761 |  | ERP-MM-DC1 | 2011-12-17 | 20
HR12 | 2210-4-HR12-LBA50AA502 | 2000268507 | 214LBA50AA502 | 214LBA50AA502 | HP STEAM START-UP VALVE | RMM | GMVL-MO | B | X | 202028366 |  | 000002629765 |  | ERP-MM-DC1 | 2011-12-17 | 20
HR12 | 2210-4-HR12-LBA50AA503 | 2000268515 | 214LBA50AA503 | 214LBA50AA503 | HP STEAM START-UP PLUG VALVE/ANGLE | RMM | GMVLVE | B | X | 202028366 |  | 000002629769 |  | ERP-MM-DC1 | 2011-12-17 | 20
HR12 | 2210-4-HR12-LBA50BP001 | 2000268523 | 214LBA50BP001 | 214LBA50BP001 | HP STEAM DRAIN FLOW LIMITER | RMM | GMFLWD | C | X | 202028366 |  | 000002629783 |  | ERP-MM-DC1 | 2011-12-17 | 20
HR12 | 2210-4-HR12-LBA50BS001 | 2000268531 | 214LBA50BS001 | 214LBA50BS001 | HP STARTUP VENT SILENCER | RMM | GMSLNR | B | X | 202028366 |  | 000002629787 |  | ERP-MM-DC1 | 2011-12-17 | 20
HR12 | 2210-4-HR12-LBA50CF001 | 2000268539 | 214LBA50CF001 | 214LBA50CF001 | HP STEAM START-UP FLOW TRANSMITTER | RMI | GIXM-FC | C | X | 202028366 |  | 000002629801 |  | ERP-MM-DC1 | 2011-12-17 | 20
HR12 | 2210-4-HR12-LBA50CP000 | 2000268547 | 214LBA50CP000 | 214LBA50PT | HP STEAM TO MAIN HDR.PRESS.TRANSMITTERS | RMI | GIXM-DP | C | X | 202028366 |  | 000002629805 |  | ERP-MM-DC1 | 2011-12-17 | 20
HR12 | 2210-4-HR12-LBA50CP001 | 2000268555 | 214LBA50CP001 | 214LBA50CP001 | HP STEAM PRESSURE TRANSMITTER | RMI | GIXM-DP | C | X | 202028366 |  | 000002629809 |  | ERP-MM-DC1 | 2011-12-17 | 20
HR12 | 2210-4-HR12-LBA50CP501 | 2000268563 | 214LBA50CP501 | 214LBA50CP501 | HP STEAM PRESSURE INDICATOR | RMI | GIIN-PR | C | X | 202028366 |  | 000002629823 |  | ERP-MM-DC1 | 2011-12-17 | 20
HR12 | 2210-4-HR12-LBA50CT001 | 2000268571 | 214LBA50CT001 | 214LBA50TE01 | HP STEAM TO MAIN HDR.TEMPERATURE ELEMENT | RMI | GIEL-TE | C | X | 202028366 |  | 000002629827 |  | ERP-MM-DC1 | 2011-12-17 | 20
HR12 | 2210-4-HR12-LBA50CT002 | 2000268579 | 214LBA50CT002 | 214LBA50TE02 | HP STEAM TO MAIN HDR.TEMPERATURE ELEMENT | RMI | GIEL-TE | C | X | 202028366 |  | 000002629841 |  | ERP-MM-DC1 | 2011-12-17 | 20
HR12 | 2210-4-HR12-LBA50CT003 | 2000268587 | 214LBA50CT003 | 214LBA50TT02 | HP STEAM TO MAIN HDR.TEMP.TRANSMITTER | RMI | GIEL-TE | C | X | 202028366 |  | 000002629845 |  | ERP-MM-DC1 | 2011-12-17 | 20
HR12 | 2210-4-HR12-LBG10AA001 | 2000268595 | 214LBG10AA001 | 214LBG10AA001 | LP PEGGING ST.TO DRUM CHECK VALVE/SWING | RMM | GMVLVE | B | X | 202028366 |  | 000002629849 |  | ERP-MM-DC1 | 2011-12-17 | 20
HR12 | 2210-4-HR12-LBG10AA002 | 2000268603 | 214LBG10AA002 | 214LBG10AA002 | LP PEGGING STEAM TO DRUM ISOL.VALVE | RMM | GMVLVE | B | X | 202028366 |  | 000002629863 |  | ERP-MM-DC1 | 2011-12-17 | 20
HR12 | 2210-4-HR12-LBG10AA301 | 2000268611 | 214LBG10AA301 | 214LBG10AA301 | NITROGENE TO LP DRUM PI ISOL.VALVE | RMM | GMVLVE | B | X | 202028366 |  | 000002629867 |  | ERP-MM-DC1 | 2011-12-17 | 20
HR12 | 2210-4-HR12-LBG10AA302 | 2000268619 | 214LBG10AA302 | 214LBG10AA302 | NITROGENE TO LP DRUM PI ISOL.VALVE | RMM | GMVLVE | B | X | 202028366 |  | 000002629881 |  | ERP-MM-DC1 | 2011-12-17 | 20
HR12 | 2210-4-HR12-LBG10AA601 | 2000268627 | 214LBG10AA601 | 214LBG10AA601 | NITROGENE TO LP DRUM CHECK VALVE | RMM | GMVLVE | C | X | 202028366 |  | 000002629885 |  | ERP-MM-DC1 | 2011-12-17 | 20
HR12 | 2210-4-HR12-LBG10AA602 | 2000268635 | 214LBG10AA602 | 214LBG10AA602 | NITROGENE TO LP DRUM ISOL.VALVE | RMM | GMVLVE | B | X | 202028366 |  | 000002629889 |  | ERP-MM-DC1 | 2011-12-17 | 20
HR12 | 2210-4-HR12-LBG10AA603 | 2000268643 | 214LBG10AA603 | 214LBG10AA603 | NITROGENE TO LP DRUM ISOL.VALVE | RMM | GMVLVE | B | X | 202028366 |  | 000002629903 |  | ERP-MM-DC1 | 2011-12-17 | 20
HR12 | 2210-4-HR12-LBG10BR001 | 2000268651 | 214LBG10BR001 | 214LBG10BR001 | AUXILIARY STEAM PIPING TO LP DRUM | RMM | GMPIPE | B | X | 202028366 |  | 000002629907 |  | ERP-MM-DC1 | 2011-12-17 | 20
HR12 | 2210-4-HR12-LBG10BR601 | 2000268659 | 214LBG10BR601 | 214LBG10BR601 | NITROGEN SUPPLY PIPING TO LP DRUM | RMM | GMPIPE | B | X | 202028366 |  | 000002629921 |  | ERP-MM-DC1 | 2011-12-17 | 20
HR12 | 2210-4-HR12-LBG10CP501 | 2000268667 | 214LBG10CP501 | 214LBG10CP501 | NITROGEN TO LP DRUM PRESS.INDICATOR | RMI | GIIN-PR | C | X | 202028366 |  | 000002629925 |  | ERP-MM-DC1 | 2011-12-17 | 20
HR12 | 2210-4-HR12-LBG34AA001 | 2000268675 | 214LBG34AA001 | 214LBG34PV01 | LP PEGGING STEAM TO DRUM PR.CONTRL.VALVE | RMM | GMVL-BA | B | X | 202028366 |  | 000002629929 |  | ERP-MM-DC1 | 2011-12-17 | 20
HR12 | 2210-4-HR12-LBG34CF001 | 2000268683 | 214LBG34CF001 | 214LBG34FT01 | PEG.STEAM TO HRSG SOOT BLR.FLOW TRANSMTR | RMI | GIXM-FC | C | X | 202028366 |  | 000002629943 |  | ERP-MM-DC1 | 2011-12-17 | 20
HR12 | 2210-4-HR12-LBG34CP000 | 2000268691 | 214LBG34CP000 | 214LBG34CP000 | CONTROL VOLVE | RMM | GMVL-BA | B | X | 202028366 |  | 000002629947 |  | ERP-MM-DC1 | 2011-12-17 | 20
HR12 | 2210-4-HR12-LBH10AA001 | 2000268699 | 214LBH10AA001 | 214LBH10AA001 | LP START-UP STEAM CHECK VALVE/SWING | RMM | GMVLVE | C | X | 202028366 |  | 000002629961 |  | ERP-MM-DC1 | 2011-12-17 | 20
HR12 | 2210-4-HR12-LBH10AA002 | 2000268707 | 214LBH10AA002 | 214LBH10AA002 | LP START-UP STEAM ISOL.VALVE | RMM | GMVLVE | B | X | 202028366 |  | 000002629965 |  | ERP-MM-DC1 | 2011-12-17 | 20
HR12 | 2210-4-HR12-LBH36AA001 | 2000268715 | 214LBH36AA001 | 214LBH36PV04 | LP DUMP CONTROL VALVE | RMM | GMVL-BA | B | X | 202028366 |  | 000002629969 |  | ERP-MM-DC1 | 2011-12-17 | 20
HR12 | 2210-4-HR12-LBH36CP004 | 2000268723 | 214LBH36CP004 | 214LBH36CP004 | CONTROL VOLVE | RMM | GMVL-BA | B | X | 202028366 |  | 000002629983 |  | ERP-MM-DC1 | 2011-12-17 | 20
HR12 | 2210-4-HR12-LCA10AA001 | 2000268731 | 214LCA10AA001 | 214LCA10AA001 | COND.FCV I/L ISOL.VALVE | RMM | GMVLVE | B | X | 202028366 |  | 000002629987 |  | ERP-MM-DC1 | 2011-12-17 | 20
HR12 | 2210-4-HR12-LCA10AA003 | 2000268739 | 214LCA10AA003 | 214LCA10AA003 | CONDENSATE TO DEAERATOR FCV O/L ISOL.V/V | RMM | GMVLVE | B | X | 202028366 |  | 000002630001 |  | ERP-MM-DC1 | 2011-12-17 | 20
HR12 | 2210-4-HR12-LCA10AA004 | 2000268747 | 214LCA10AA004 | 214LCA10AA004 | COND.FCV BYPASS CONTOUR PLUG VALVE | RMM | GMVLVE | C | X | 202028366 |  | 000002630005 |  | ERP-MM-DC1 | 2011-12-17 | 20
HR12 | 2210-4-HR12-LCA10AA005 | 2000268755 | 214LCA10AA005 | 214LCA10AA005 | COND.TO DEAERATOR CHECK VALVE/SWING | RMM | GMVLVE | C | X | 202028366 |  | 000002630009 |  | ERP-MM-DC1 | 2011-12-17 | 20
HR12 | 2210-4-HR12-LCA10AA006 | 2000268763 | 214LCA10AA006 | 214LCA10AA006 | CONDENSATE TO DEAERATOR ISOL.VALVE | RMM | GMVLVE | B | X | 202028366 |  | 000002630023 |  | ERP-MM-DC1 | 2011-12-17 | 20
HR12 | 2210-4-HR12-LCA10AA301 | 2000268771 | 214LCA10AA301 | 214LCA10AA301 | CONDENSATE TO DEAERATOR PI ISOL.VALVE | RMM | GMVLVE | B | X | 202028366 |  | 000002630027 |  | ERP-MM-DC1 | 2011-12-17 | 20
HR12 | 2210-4-HR12-LCA10AA302 | 2000268779 | 214LCA10AA302 | 214LCA10AA302 | CONDENSATE TO DEAERATOR PI ISOL.VALVE | RMM | GMVLVE | B | X | 202028366 |  | 000002630041 |  | ERP-MM-DC1 | 2011-12-17 | 20
HR12 | 2210-4-HR12-LCA10AA401 | 2000268787 | 214LCA10AA401 | 214LCA10AA401 | CONDENSATE TO DEAERATOR DRAIN VALVE | RMM | GMVLVE | B | X | 202028366 |  | 000002630045 |  | ERP-MM-DC1 | 2011-12-17 | 20
HR12 | 2210-4-HR12-LCA10AA402 | 2000268795 | 214LCA10AA402 | 214LCA10AA402 | CONDENSATE TO DEAERATOR DRAIN VALVE | RMM | GMVLVE | B | X | 202028366 |  | 000002630049 |  | ERP-MM-DC1 | 2011-12-17 | 20
HR12 | 2210-4-HR12-LCA10AA501 | 2000268803 | 214LCA10AA501 | 214LCA10AA501 | CONDENSATE TO DEAERATOR VENT VALVE | RMM | GMVLVE | B | X | 202028366 |  | 000002630063 |  | ERP-MM-DC1 | 2011-12-17 | 20
HR12 | 2210-4-HR12-LCA10AA502 | 2000268811 | 214LCA10AA502 | 214LCA10AA502 | CONDENSATE TO DEAERATOR VENT VALVE | RMM | GMVLVE | B | X | 202028366 |  | 000002630067 |  | ERP-MM-DC1 | 2011-12-17 | 20
HR12 | 2210-4-HR12-LCA10BR001 | 2000268819 | 214LCA10BR001 | 214LCA10BR001 | CONDENSATE PIPING TO DEAERATOR | RMM | GMPIPE | C | X | 202028366 |  | 000002630081 |  | ERP-MM-DC1 | 2011-12-17 | 20
HR12 | 2210-4-HR12-LCA10CP501 | 2000268827 | 214LCA10CP501 | 214LCA10CP501 | CONDENSATE TO DEAERATOR PRESS.INDICATOR | RMI | GIIN-PR | C | X | 202028366 |  | 000002630085 |  | ERP-MM-DC1 | 2011-12-17 | 20
HR12 | 2210-4-HR12-LCA35AA001 | 2000268835 | 214LCA35AA001 | 214LCA35HV01 | CONDENSATE SHUT-OFF VALVE | RMM | GMVLVE | B | X | 202028366 |  | 000002630089 |  | ERP-MM-DC1 | 2011-12-17 | 20
HR12 | 2210-4-HR12-LCA35AA002 | 2000268843 | 214LCA35AA002 | 214LCA35FV02 | CONDENSATE TO DEAERATOR FLOW CONT.VALVE | RMM | GMVL-BA | B | X | 202028366 |  | 000002630103 |  | ERP-MM-DC1 | 2011-12-17 | 20
HR12 | 2210-4-HR12-LCA35AA101 | 2000268851 | 214LCA35AA101 | 214LCA35NIC02 | CONDENSATE TO DEAERATR.FT I\L ISOL.VALVE | RMM | GMVL-MO | B | X | 202028366 |  | 000002630107 |  | ERP-MM-DC1 | 2011-12-17 | 20
HR12 | 2210-4-HR12-LCA35CF000 | 2000268859 | 214LCA35CF000 | 214LCA35CF000 | CONTROL VALVE | RMM | GMVL-BA | B | X | 202028366 |  | 000002630121 |  | ERP-MM-DC1 | 2011-12-17 | 20
HR12 | 2210-4-HR12-LCA35CF001 | 2000268867 | 214LCA35CF001 | 214LCA35FT01 | CONDENSATE TO DEAERATOR FLOW TRANSMITTER | RMI | GIXM-FC | C | X | 202028366 |  | 000002630125 |  | ERP-MM-DC1 | 2011-12-17 | 20
HR12 | 2210-4-HR12-LCA35CT001 | 2000268875 | 214LCA35CT001 | 214LCA35TE/TW01 | CONDENSATE TO LP ST.DRUM TEMP.ELEMENT | RMI | GIEL-TE | C | X | 202028366 |  | 000002630129 |  | ERP-MM-DC1 | 2011-12-17 | 20
HR12 | 2210-4-HR12-LCP20AA001 | 2000268883 | 214LCP20AA001 | 214LCP20AA001 | CONDENSATE MAKE-UP LINE CHECK VALVE | RMM | GMVLVE | C | X | 202028366 |  | 000002630143 |  | ERP-MM-DC1 | 2011-12-17 | 20
HR12 | 2210-4-HR12-LCP20AA002 | 2000268891 | 214LCP20AA002 | 214LCP20AA002 | CONDENSATE MAKE-UP LINE ISOL.VALVE | RMM | GMVLVE | B | X | 202028366 |  | 000002630147 |  | ERP-MM-DC1 | 2011-12-17 | 20
HR12 | 2210-4-HR12-LCP20AA003 | 2000268899 | 214LCP20AA003 | 214LCP20AA003 | CONDENSATE MAKE-UP LINE CHECK VALVE | RMM | GMVLVE | C | X | 202028366 |  | 000002630161 |  | ERP-MM-DC1 | 2011-12-17 | 20
HR12 | 2210-4-HR12-LCP20AA401 | 2000268907 | 214LCP20AA401 | 214LCP20AA401 | CONDENSATE MAKE-UP LINE DRAIN VALVE | RMM | GMVLVE | B | X | 202028366 |  | 000002630165 |  | ERP-MM-DC1 | 2011-12-17 | 20
HR12 | 2210-4-HR12-LCP20AA402 | 2000268915 | 214LCP20AA402 | 214LCP20AA402 | CONDENSATE MAKE-UP LINE DRAIN VALVE | RMM | GMVLVE | B | X | 202028366 |  | 000002630169 |  | ERP-MM-DC1 | 2011-12-17 | 20
HR12 | 2210-4-HR12-LCP20BR001 | 2000268923 | 214LCP20BR001 | 214LCP20BR001 | CONDENSATE MAKE-UP PIPING TO DEAERATOR | RMM | GMPIPE | C | X | 202028366 |  | 000002630183 |  | ERP-MM-DC1 | 2011-12-17 | 20
HR12 | 2210-4-HR12-LCP50AA001 | 2000268931 | 214LCP50AA001 | 214LCP50AA001 | COND.MAKE-UP WATER TO ECON.CHECK VALVE | RMM | GMVLVE | C | X | 202028366 |  | 000002630187 |  | ERP-MM-DC1 | 2011-12-17 | 20
HR12 | 2210-4-HR12-LCP50AA002 | 2000268939 | 214LCP50AA002 | 214LCP50AA002 | COND.MAKE-UP WATER TO ECON.ISOL. VALVE | RMM | GMVLVE | B | X | 202028366 |  | 000002630201 |  | ERP-MM-DC1 | 2011-12-17 | 20
HR12 | 2210-4-HR12-LCP50AA401 | 2000268947 | 214LCP50AA401 | 214LCP50AA401 | COND.MAKE-UP WATER TO ECON.DRAIN VALVE | RMM | GMVLVE | B | X | 202028366 |  | 000002630205 |  | ERP-MM-DC1 | 2011-12-17 | 20
HR12 | 2210-4-HR12-LCP50AA402 | 2000268955 | 214LCP50AA402 | 214LCP50AA402 | COND.MAKE-UP WATER TO ECON.DRAIN VALVE | RMM | GMVLVE | B | X | 202028366 |  | 000002630209 |  | ERP-MM-DC1 | 2011-12-17 | 20
HR12 | 2210-4-HR12-LCQ00 | 2000268963 | 214LCQ00 | 214LCQ00 | LOCAL INSTRUMENTS | RMI | GIXM-DP | C | X | 202028366 |  | 000002630223 |  | ERP-MM-DC1 | 2011-12-17 | 20
HR12 | 2210-4-HR12-LCQ10AA001 | 2000268971 | 214LCQ10AA001 | 214LCQ10LV01 | LP STARTUP BLOWDOWN SHUTOFF GL-V | RMM | GMVL-MO | B | X | 202028366 |  | 000002630227 |  | ERP-MM-DC1 | 2011-12-17 | 20
HR12 | 2210-4-HR12-LCQ10AA002 | 2000268979 | 214LCQ10AA002 | 214LCQ10LV02 | LP/DA START-UP BLOWDOWN CONTROL VALVE | RMM | GMVL-BA | B | X | 202028366 |  | 000002630241 |  | ERP-MM-DC1 | 2011-12-17 | 20
HR12 | 2210-4-HR12-LCQ10AA003 | 2000268987 | 214LCQ10AA003 | 214LCQ10AA003 | LP START-UP BLOWDOWN C.V. O/L ISOL.VALVE | RMM | GMVLVE | B | X | 202028366 |  | 000002630245 |  | ERP-MM-DC1 | 2011-12-17 | 20
HR12 | 2210-4-HR12-LCQ10AA401 | 2000268995 | 214LCQ10AA401 | 214LCQ10HV03 | LP INTERMITTANT BLOW DOWN VALVE | RMM | GMVL-MO | B | X | 202028366 |  | 000002630249 |  | ERP-MM-DC1 | 2011-12-17 | 20
HR12 | 2210-4-HR12-LCQ10AA402 | 2000269003 | 214LCQ10AA402 | 214LCQ10AA402 | LP START-UP BLOWDOWN LINE DRAIN VALVE | RMM | GMVLVE | C | X | 202028366 |  | 000002630263 |  | ERP-MM-DC1 | 2011-12-17 | 20
HR12 | 2210-4-HR12-LCQ10BR001 | 2000269011 | 214LCQ10BR001 | 214LCQ10BR001 | LP START-UP BLOW DOWN PIPING TO B.D.TANK | RMM | GMPIPE | C | X | 202028366 |  | 000002630267 |  | ERP-MM-DC1 | 2011-12-17 | 20
HR12 | 2210-4-HR12-LCQ10BR002 | 2000269019 | 214LCQ10BR002 | 214LCQ10BR002 | LP START-UP BLOW DOWN DRAIN PIPING | RMM | GMPIPE | C | X | 202028366 |  | 000002630281 |  | ERP-MM-DC1 | 2011-12-17 | 20
HR12 | 2210-4-HR12-LCQ10BS001 | 2000269027 | 214LCQ10BS001 | 214LCQ10BS001 | PSV SILENCER, BLOWDOWN TANK | RMM | GMTANK | C | X | 202028366 |  | 000002630285 |  | ERP-MM-DC1 | 2011-12-17 | 20
HR12 | 2210-4-HR12-LCQ32AA001 | 2000269035 | 214LCQ32AA001 | 214LCQ32LV01 | HRSG BLOWDOWN TANK LEVEL CONTROL VALVE | RMM | GMVL-BA | B | X | 202028366 |  | 000002630289 |  | ERP-MM-DC1 | 2011-12-17 | 20
HR12 | 2210-4-HR12-LCQ50AA001 | 2000269043 | 214LCQ50AA001 | 214LCQ50LV01 | HP STARTUP BLOWDOWN SHUTOFF VALVE | RMM | GMVL-MO | B | X | 202028366 |  | 000002630303 |  | ERP-MM-DC1 | 2011-12-17 | 20
HR12 | 2210-4-HR12-LCQ50AA002 | 2000269051 | 214LCQ50AA002 | 214LCQ50LV02 | HP STARTUP BLOW DOWN CONTROL VALVE | RMM | GMVL-BA | B | X | 202028366 |  | 000002630307 |  | ERP-MM-DC1 | 2011-12-17 | 20
HR12 | 2210-4-HR12-LCQ50AA401 | 2000269059 | 214LCQ50AA401 | 214LCQ50AA401 | HP INTERMITTENT BLOWDOWN ISOL. VLAVE | RMM | GMVL-MO | B | X | 202028366 |  | 000002630321 |  | ERP-MM-DC1 | 2011-12-17 | 20
HR12 | 2210-4-HR12-LCQ50AA402 | 2000269067 | 214LCQ50AA402 | 214LCQ50AA402 | HP START-UP BLOW DOWN DRAIN VALVE | RMM | GMVLVE | B | X | 202028366 |  | 000002630325 |  | ERP-MM-DC1 | 2011-12-17 | 20
HR12 | 2210-4-HR12-LCQ80AA001 | 2000269075 | 214LCQ80AA001 | 214LCQ80AA001 | BLOWDOWN STEAM MOTOR OPERATED VALVE | RMM | GMVL-MO | B | X | 202028366 |  | 000002630329 |  | ERP-MM-DC1 | 2011-12-17 | 20
HR12 | 2210-4-HR12-LCQ80AA002 | 2000269083 | 214LCQ80AA002 | 214LCQ80AA002 | BLOWDOWN STEAM CHECK VALVE/SWING | RMM | GMVLVE | C | X | 202028366 |  | 000002630343 |  | ERP-MM-DC1 | 2011-12-17 | 20
HR12 | 2210-4-HR12-LCQ80AA003 | 2000269091 | 214LCQ80AA003 | 214LCQ80AA003 | BLOWDOWN STEAM ISOL.VALVE | RMM | GMVLVE | B | X | 202028366 |  | 000002630347 |  | ERP-MM-DC1 | 2011-12-17 | 20
HR12 | 2210-4-HR12-LCQ80AA191 | 2000269099 | 214LCQ80AA191 | 214LCQ80AA191 | HRSG. BLOWDOWN TANK SAFETY VALVE | RMM | GMVL-RE | C | X | 202028366 |  | 000002630361 |  | ERP-MM-DC1 | 2011-12-17 | 20
HR12 | 2210-4-HR12-LCQ80AA301 | 2000269107 | 214LCQ80AA301 | 214LCQ80AA301 | HRSG B.D.TANK LEVEL INDICTR.ISOL. VALVE | RMM | GMVLVE | B | X | 202028366 |  | 000002630365 |  | ERP-MM-DC1 | 2011-12-17 | 20
HR12 | 2210-4-HR12-LCQ80AA302 | 2000269115 | 214LCQ80AA302 | 214LCQ80AA302 | HRSG B.D. TANK LEVEL INDICTR.ISOL.VALVE | RMM | GMVLVE | B | X | 202028366 |  | 000002630369 |  | ERP-MM-DC1 | 2011-12-17 | 20
HR12 | 2210-4-HR12-LCQ80AA303 | 2000269123 | 214LCQ80AA303 | 214LCQ80AA303 | HRSG B.D.TANK LEVEL INDICTR. ISOL. VALVE | RMM | GMVLVE | B | X | 202028366 |  | 000002630383 |  | ERP-MM-DC1 | 2011-12-17 | 20
HR12 | 2210-4-HR12-LCQ80AA304 | 2000269131 | 214LCQ80AA304 | 214LCQ80AA304 | HRSG B.D.TANK LEVEL INDICTR. ISOL. VALVE | RMM | GMVLVE | B | X | 202028366 |  | 000002630387 |  | ERP-MM-DC1 | 2011-12-17 | 20
HR12 | 2210-4-HR12-LCQ80AA305 | 2000269139 | 214LCQ80AA305 | 214LCQ80AA305 | HRSG B.D.TANK LEVEL TRANSMITTER ISOL.V/V | RMM | GMVLVE | C | X | 202028366 |  | 000002630401 |  | ERP-MM-DC1 | 2011-12-17 | 20
HR12 | 2210-4-HR12-LCQ80AA306 | 2000269147 | 214LCQ80AA306 | 214LCQ80AA306 | HRSG B.D.TANK LEVEL TRANSMITTER ISOL.V/V | RMM | GMVLVE | C | X | 202028366 |  | 000002630405 |  | ERP-MM-DC1 | 2011-12-17 | 20
HR12 | 2210-4-HR12-LCQ80AA307 | 2000269155 | 214LCQ80AA307 | 214LCQ80AA307 | HRSG B.D.TANK LEVEL TRANSMITTER ISOL.V/V | RMM | GMVLVE | C | X | 202028366 |  | 000002630409 |  | ERP-MM-DC1 | 2011-12-17 | 20
HR12 | 2210-4-HR12-LCQ80AA308 | 2000269163 | 214LCQ80AA308 | 214LCQ80AA308 | HRSG B.D.TANK LEVEL TRANSMITTER ISOL.V/V | RMM | GMVLVE | C | X | 202028366 |  | 000002630423 |  | ERP-MM-DC1 | 2011-12-17 | 20
HR12 | 2210-4-HR12-LCQ80AA309 | 2000269171 | 214LCQ80AA309 | 214LCQ80AA309 | HRSG B.D.TANK PRESS.INDICATOR ISOL.VALVE | RMM | GMVLVE | B | X | 202028366 |  | 000002630427 |  | ERP-MM-DC1 | 2011-12-17 | 20
HR12 | 2210-4-HR12-LCQ80AA310 | 2000269179 | 214LCQ80AA310 | 214LCQ80AA310 | HRSG B.D.TANK PRESS.INDICATOR ISOL.VALVE | RMM | GMVLVE | B | X | 202028366 |  | 000002630441 |  | ERP-MM-DC1 | 2011-12-17 | 20
HR12 | 2210-4-HR12-LCQ80AA401 | 2000269187 | 214LCQ80AA401 | 214LCQ80AA401 | HRSG BLOWDOWN TANK LI DRAIN VALVE | RMM | GMVLVE | B | X | 202028366 |  | 000002630445 |  | ERP-MM-DC1 | 2011-12-17 | 20
HR12 | 2210-4-HR12-LCQ80AA402 | 2000269195 | 214LCQ80AA402 | 214LCQ80AA402 | HRSG BLOWDOWN TANK LI. DRAIN VALVE | RMM | GMVLVE | B | X | 202028366 |  | 000002630449 |  | ERP-MM-DC1 | 2011-12-17 | 20
HR12 | 2210-4-HR12-LCQ80AA418 | 2000269203 | 214LCQ80AA418 | 214LCQ80AA418 | HP CONT.BLOWDOWN ISOL. VALVE | RMM | GMVL-MO | B | X | 202028366 |  | 000002630463 |  | ERP-MM-DC1 | 2011-12-17 | 20
HR12 | 2210-4-HR12-LCQ80AA501 | 2000269211 | 214LCQ80AA501 | 214LCQ80AA501 | HRSG BLOWDOWN TANK L.I VENT VALVE | RMM | GMVLVE | C | X | 202028366 |  | 000002630467 |  | ERP-MM-DC1 | 2011-12-17 | 20
HR12 | 2210-4-HR12-LCQ80AA502 | 2000269219 | 214LCQ80AA502 | 214LCQ80AA502 | HRSG BLOWDOWN TANK L.I VENT VALVE | RMM | GMVLVE | C | X | 202028366 |  | 000002630481 |  | ERP-MM-DC1 | 2011-12-17 | 20
HR12 | 2210-4-HR12-LCQ80BB001 | 2000269227 | 214LCQ80BB001 | 214LCQ80BB001 | HRSG1 BLOW DOWN TANK | RMM | GMTANK | C | X | 202028366 |  | 000002630485 |  | ERP-MM-DC1 | 2011-12-17 | 20
HR12 | 2210-4-HR12-LCQ80CL001 | 2000269235 | 214LCQ80CL001 | 214LCQ80LT | HRSG BLOW DOWN TANK LEVEL TRANSMITTER | RMI | GIXM-LC | C | X | 202028366 |  | 000002630489 |  | ERP-MM-DC1 | 2011-12-17 | 20
HR12 | 2210-4-HR12-LCQ80CL501 | 2000269243 | 214LCQ80CL501 | 214CLQ50CL501 | HP BLOWDOWN TANK LEVEL GAUGE | RMI | GIIN-LV | B | X | 202028366 |  | 000002630503 |  | ERP-MM-DC1 | 2011-12-17 | 20
HR12 | 2210-4-HR12-LCQ80CP501 | 2000269251 | 214LCQ80CP501 | 214LCQ80CP501 | HRSG BLOW DOWN TANK PRESSURE INDICATOR | RMI | GIIN-PR | C | X | 202028366 |  | 000002630507 |  | ERP-MM-DC1 | 2011-12-17 | 20
HR12 | 2210-4-HR12-LCQ80CT001 | 2000269259 | 214LCQ80CT001 | 214LCQ80CT001 | HRSG BLOW DOWN TANK TEMPERATURE ELEMENT | RMI | GIEL-TE | C | X | 202028366 |  | 000002630521 |  | ERP-MM-DC1 | 2011-12-17 | 20
HR12 | 2210-4-HR12-LCQ90BB001 | 2000269267 | 214LCQ90BB001 | 214LCQ90BB001 | ATMOSPHERIC BLOW DOWN TANK | RMM | GMTANK | C | X | 202028366 |  | 000002630525 |  | ERP-MM-DC1 | 2011-12-17 | 20
HR12 | 2210-4-HR12-LCQ90BS001 | 2000269275 | 214LCQ90BS001 | 214LCQ90BS001 | ATMOSPHERIC BLOWDOWN TANK SILENCER | RMM | GMSLNR | C | X | 202028366 |  | 000002630529 |  | ERP-MM-DC1 | 2011-12-17 | 20
HR12 | 2210-4-HR12-LFJ01CP001 | 2000269283 | 214LFJ01CP001 | 214LFJ10PI01 | N2 FROM HDR.TO LP DRUM PRESS.INDICATOR | RMI | GIIN-PR | C | X | 202028366 |  | 000002630543 |  | ERP-MM-DC1 | 2011-12-17 | 20
HR12 | 2210-4-HR12-LFJ10AA701 | 2000269291 | 214LFJ10AA701 | 214LFJ10AA701 | LP DRUM PEGGING STM.N2 GAS SUPPLY VALVE | RMM | GMVLVE | B | X | 202028366 |  | 000002630547 |  | ERP-MM-DC1 | 2011-12-17 | 20
HR12 | 2210-4-HR12-LFJ55AA105 | 2000269299 | 214LFJ55AA105 | 214LFJ55PV05 | HP DRUM PSV O/L SAT.STM.N2 GAS SUPLY.V/V | RMM | GMVL-MO | B | X | 202028366 |  | 000002630561 |  | ERP-MM-DC1 | 2011-12-17 | 20
HR12 | 2210-4-HR12-LFJ55AA701 | 2000269307 | 214LFJ55AA701 | 214LFJ55AA701 | HP DRUM TO S.H. SAT.STM.N2 GAS ISOL.V/V | RMM | GMVLVE | B | X | 202028366 |  | 000002630565 |  | ERP-MM-DC1 | 2011-12-17 | 20
HR12 | 2210-4-HR12-LFN00 | 2000269315 | 214LFN00 | 214LFN00 | LOCAL INSTRUMENTS | RMI | GIIN-PR | C | X | 202028366 |  | 000002630569 |  | ERP-MM-DC1 | 2011-12-17 | 20
HR12 | 2210-4-HR12-LFN10BR001 | 2000269323 | 214LFN10BR001 | 214LFN10BR001 | HYDRAZINE INJN.PUMP-A/B SUCT/DISC.PIPING | RMM | GMPIPE | C | X | 202028366 |  | 000002630583 |  | ERP-MM-DC1 | 2011-12-17 | 20
HR12 | 2210-4-HR12-LFN11AA001 | 2000269331 | 214LFN11AA001 | 214LFN11AA001 | HYDRAZINE INJN.PUMP-A SUCTION VALVE | RMM | GMVLVE | B | X | 202028366 |  | 000002630587 |  | ERP-MM-DC1 | 2011-12-17 | 20
HR12 | 2210-4-HR12-LFN11AA002 | 2000269339 | 214LFN11AA002 | 214LFN11AA002 | HYDRAZINE INJN.PUMP-A DISCHARGE VALVE | RMM | GMVLVE | B | X | 202028366 |  | 000002630601 |  | ERP-MM-DC1 | 2011-12-17 | 20
HR12 | 2210-4-HR12-LFN11AA301 | 2000269347 | 214LFN11AA301 | 214LFN11PSV02 | HYDRAZINE INJN.PUMP-A DISCH.PR.SFTY.VALV | RMM | GMVL-RE | C | X | 202028366 |  | 000002630605 |  | ERP-MM-DC1 | 2011-12-17 | 20
HR12 | 2210-4-HR12-LFN11AP001 | 2000269355 | 214LFN11AP001 | 214LFN11AP001 | HYDRAZINE INJECTION PUMP-A | RMM | GMPUMP | B | X | 202028366 |  | 000002630609 |  | ERP-MM-DC1 | 2011-12-17 | 20
HR12 | 2210-4-HR12-LFN11AP001-M01 | 2000269363 | 214LFN11AP001-M01 | 214LFN11AP001M1 | HYDRAZINE INJECTION PUMP A-MOTOR | RME | GEMOTR | B | X | 202028366 |  | 000002630623 |  | ERP-MM-DC1 | 2011-12-17 | 20
HR12 | 2210-4-HR12-LFN11AT001 | 2000269371 | 214LFN11AT001 | 214LFN11AT001 | HYDRAZINE INJN.PUMP-A SUCTION STRAINER | RMM | GMSTRN | C | X | 202028366 |  | 000002630627 |  | ERP-MM-DC1 | 2011-12-17 | 20
HR12 | 2210-4-HR12-LFN11CP001 | 2000269379 | 214LFN11CP001 | 214LFN11PI01 | HYDRAZINE INJN.PUMP-A DISCH.PR.INDICATOR | RMI | GIIN-PR | B | X | 202028366 |  | 000002630641 |  | ERP-MM-DC1 | 2011-12-17 | 20
HR12 | 2210-4-HR12-LFN12AA001 | 2000269387 | 214LFN12AA001 | 214LFN12AA001 | HYDRAZINE INJN.PUMP-B SUCTION VALVE | RMM | GMVLVE | B | X | 202028366 |  | 000002630645 |  | ERP-MM-DC1 | 2011-12-17 | 20
HR12 | 2210-4-HR12-LFN12AA002 | 2000269395 | 214LFN12AA002 | 214LFN12AA002 | HYDRAZINE INJN.PUMP-B DISCHARGE VALVE | RMM | GMVLVE | B | X | 202028366 |  | 000002630649 |  | ERP-MM-DC1 | 2011-12-17 | 20
HR12 | 2210-4-HR12-LFN12AA301 | 2000269403 | 214LFN12AA301 | 214LFN12PSV02 | HYDRAZINE INJN.PUMP-B DISCH.PR.SFTY.VALV | RMM | GMVL-RE | C | X | 202028366 |  | 000002630663 |  | ERP-MM-DC1 | 2011-12-17 | 20
HR12 | 2210-4-HR12-LFN12AP001 | 2000269411 | 214LFN12AP001 | 214LFN12AP001 | HYDRAZINE INJECTION NPUMP-B | RMM | GMPUMP | B | X | 202028366 |  | 000002630667 |  | ERP-MM-DC1 | 2011-12-17 | 20
HR12 | 2210-4-HR12-LFN12AP001-M01 | 2000269419 | 214LFN12AP001-M01 | 214LFN12AP001M1 | HYDRAZINE INJECTION PUMP-B MOTOR | RME | GEMOTR | B | X | 202028366 |  | 000002630681 |  | ERP-MM-DC1 | 2011-12-17 | 20
HR12 | 2210-4-HR12-LFN12AT001 | 2000269427 | 214LFN12AT001 | 214LFN12AT001 | HYDRAZINE INJN.PUMP-B SUCTION STRAINER | RMM | GMSTRN | C | X | 202028366 |  | 000002630685 |  | ERP-MM-DC1 | 2011-12-17 | 20
HR12 | 2210-4-HR12-LFN12CP001 | 2000269435 | 214LFN12CP001 | 214LFN12PI01 | HYDRAZINE INJN.PUMP-B DISCH.PR.INDICATOR | RMI | GIIN-PR | B | X | 202028366 |  | 000002630689 |  | ERP-MM-DC1 | 2011-12-17 | 20
HR12 | 2210-4-HR12-LFN31AA302 | 2000269443 | 214LFN31AA302 | 214LFN31PSV02 | PHOSPHATE INJN.PUMP-A DISCH.SFTY.RLF.V/V | RMM | GMVL-RE | C | X | 202028366 |  | 000002630703 |  | ERP-MM-DC1 | 2011-12-17 | 20
HR12 | 2210-4-HR12-LFN31AA701 | 2000269451 | 214LFN31AA701 | 214LFN31AA701 | PHOSPHATE INJN.PUMP-A SUCTION VALVE | RMM | GMVLVE | B | X | 202028366 |  | 000002630707 |  | ERP-MM-DC1 | 2011-12-17 | 20
HR12 | 2210-4-HR12-LFN31AA702 | 2000269459 | 214LFN31AA702 | 214LFN31AA702 | PHOSPHATE INJN.PUMP-A DISCHARGE VALVE | RMM | GMVLVE | B | X | 202028366 |  | 000002630721 |  | ERP-MM-DC1 | 2011-12-17 | 20
HR12 | 2210-4-HR12-LFN31AP001 | 2000269467 | 214LFN31AP001 | 214LFN31AP001 | PHOSPHATE INJECTIONN PUMP-A | RMM | GMPUMP | B | X | 202028366 |  | 000002630725 |  | ERP-MM-DC1 | 2011-12-17 | 20
HR12 | 2210-4-HR12-LFN31AP001-M01 | 2000269475 | 214LFN31AP001-M01 | 214LFN31AP001M1 | PHOSPHATE INJECTION PUMP-A MOTOR | RME | GEMOTR | B | X | 202028366 |  | 000002630729 |  | ERP-MM-DC1 | 2011-12-17 | 20
HR12 | 2210-4-HR12-LFN31AT001 | 2000269483 | 214LFN31AT001 | 214LFN31AT001 | PHOSPHATE INJN.PUMP-A SUCTION STRAINER | RMM | GMSTRN | C | X | 202028366 |  | 000002630743 |  | ERP-MM-DC1 | 2011-12-17 | 20
HR12 | 2210-4-HR12-LFN31CP001 | 2000269491 | 214LFN31CP001 | 214LFN31PI01 | PHOSPHATE INJN.PUMP-A DISCH.PR.INDICATOR | RMI | GIIN-PR | B | X | 202028366 |  | 000002630747 |  | ERP-MM-DC1 | 2011-12-17 | 20
HR12 | 2210-4-HR12-LFN32AA002 | 2000269499 | 214LFN32AA002 | 214LFN32PSV02 | PHOSPHATE INJN.PUMP-B DISCH.SFTY.RLF.V/V | RMM | GMVL-RE | C | X | 202028366 |  | 000002630761 |  | ERP-MM-DC1 | 2011-12-17 | 20
HR12 | 2210-4-HR12-LFN32AA701 | 2000269507 | 214LFN32AA701 | 214LFN32AA701 | PHOSPHATE INJN.PUMP-B SUCTION VALVE | RMM | GMVLVE | B | X | 202028366 |  | 000002630765 |  | ERP-MM-DC1 | 2011-12-17 | 20
HR12 | 2210-4-HR12-LFN32AA702 | 2000269515 | 214LFN32AA702 | 214LFN32AA702 | PHOSPHATE INJN.PUMP-A DISCHARGE VALVE | RMM | GMVLVE | B | X | 202028366 |  | 000002630769 |  | ERP-MM-DC1 | 2011-12-17 | 20
HR12 | 2210-4-HR12-LFN32AP001 | 2000269523 | 214LFN32AP001 | 214LFN32AP001 | PHOSPHATE INJECTION PUMP-B | RMM | GMPUMP | B | X | 202028366 |  | 000002630783 |  | ERP-MM-DC1 | 2011-12-17 | 20
HR12 | 2210-4-HR12-LFN32AP001-M01 | 2000269531 | 214LFN32AP001-M01 | 214LFN32AP001M1 | PHOSPHATE INJECTION PUMP-B MOTOR | RME | GEMOTR | B | X | 202028366 |  | 000002630787 |  | ERP-MM-DC1 | 2011-12-17 | 20
HR12 | 2210-4-HR12-LFN32AT001 | 2000269539 | 214LFN32AT001 | 214LFN32AT001 | PHOSPHATE INJN.PUMP-B SUCTION STRAINER | RMM | GMSTRN | C | X | 202028366 |  | 000002630801 |  | ERP-MM-DC1 | 2011-12-17 | 20
HR12 | 2210-4-HR12-LFN32CP001 | 2000269547 | 214LFN32CP001 | 214LFN32PI01 | PHOSPHATE INJN.PUMP-B DISCH.PR.INDICATOR | RMI | GIIN-PR | B | X | 202028366 |  | 000002630805 |  | ERP-MM-DC1 | 2011-12-17 | 20
HR12 | 2210-4-HR12-MAN20CP001 | 2000269555 | 214MAN20CP001 | 214LBF20PT01 | HP STEAM BYPASS PRESSURE TRANSMITTER | RMI | GIXM-DP | C | X | 202028366 |  | 000002630809 |  | ERP-MM-DC1 | 2011-12-17 | 20
HR12 | 2210-4-HR12-MAN20CT002 | 2000269563 | 214MAN20CT002 | 214LBF20TT02 | HP STEAM BYPASS TEMPERATURE TRANSMITTER | RMI | GIEL-TE | C | X | 202028366 |  | 000002630823 |  | ERP-MM-DC1 | 2011-12-17 | 20
HR12 | 2210-4-HR12-MAN22AA001 | 2000269571 | 214MAN22AA001 | 214LBF22TV01 | HP STEAM BYPASS DRAIN VALVE BEF.CONT.V/V | RMM | GMVL-MO | B | X | 202028366 |  | 000002630827 |  | ERP-MM-DC1 | 2011-12-17 | 20
HR12 | 2210-4-HR12-MAN22AA002 | 2000269579 | 214MAN22AA002 | 214LBF22PV02 | HP STEAM BYPASS CONTROL VALVE | RMM | GMVL-BA | B | X | 202028366 |  | 000002630841 |  | ERP-MM-DC1 | 2011-12-17 | 20
HR12 | 2210-4-HR12-MAN22AA003 | 2000269587 | 214MAN22AA003 | 214LBF22PV03 | HP STEAM BYPASS INJECTION VALVE | RMM | GMVL-BA | B | X | 202028366 |  | 000002630845 |  | ERP-MM-DC1 | 2011-12-17 | 20
HR12 | 2210-4-HR12-MAN22AA004 | 2000269595 | 214MAN22AA004 | 214LBF22TV04 | HP STEAM BYPASS DRAIN VALVE BEF.INJN.V/V | RMM | GMVL-MO | B | X | 202028366 |  | 000002630849 |  | ERP-MM-DC1 | 2011-12-17 | 20
HR12 | 2210-4-HR12-MAN22CT001 | 2000269603 | 214MAN22CT001 | 214LBF22TE01 | HP STEAM BYPASS DRAIN TEMPERATURE ELEMNT | RMI | GIEL-TE | C | X | 202028366 |  | 000002630863 |  | ERP-MM-DC1 | 2011-12-17 | 20
HR12 | 2210-4-HR12-MAN22CT004 | 2000269611 | 214MAN22CT004 | 214LBF22TE04 | HP STEAM BYPASS DRAIN TEMP. ELEMENT | RMI | GIEL-TE | C | X | 202028366 |  | 000002630867 |  | ERP-MM-DC1 | 2011-12-17 | 20
HR12 | 2210-4-HR12-MBR40CP401 | 2000269619 | 214MBR40CP401 | 214MBR40CP401 | HRSG DUCT INLET PRESSURE TEST POINT | RMI | GIIN-PR | C | X | 202028366 |  | 000002630881 |  | ERP-MM-DC1 | 2011-12-17 | 20
HR12 | 2210-4-HR12-MBR40CT001 | 2000269627 | 214MBR40CT001 | 214MBR40CT001 | HRSG DUCT INLET TEMPERATURE ELEMENT | RMI | GIIN-PR | C | X | 202028366 |  | 000002630885 |  | ERP-MM-DC1 | 2011-12-17 | 20
HR12 | 2210-4-HR12-MBR40CT002 | 2000269635 | 214MBR40CT002 | 214MBR40CT002 | HRSG DUCT INLET TEMPERATURE ELEMENT | RMI | GIEL-TE | C | X | 202028366 |  | 000002630889 |  | ERP-MM-DC1 | 2011-12-17 | 20
HR12 | 2210-4-HR12-MBR50AB001 | 2000269643 | 214MBR50AB001 | 214MBR50AB001 | BOILER INLET EXPANSION JOINT | RMM | GMEXJT | C | X | 202028366 |  | 000002630903 |  | ERP-MM-DC1 | 2011-12-17 | 20
HR12 | 2210-4-HR12-MBR50BR001 | 2000269651 | 214MBR50BR001 | 214MBR50BR001 | BOILER INLET DUCT | RMM | GMDUCT | C | X | 202028366 |  | 000002630907 |  | ERP-MM-DC1 | 2011-12-17 | 20
HR12 | 2210-4-HR12-PAB35CT001 | 2000269659 | 214PAB35CT001 | 214PAB35TE01 | SERV.WATER TO BLWDN.RECVR.SUMP TEMP ELMT | RMI | GIEL-TE | C | X | 202028366 |  | 000002630921 |  | ERP-MM-DC1 | 2011-12-17 | 20
HR12 | 2210-4-HR12-PAB40AA001 | 2000269667 | 214PAB40AA001 | 214PAB40TV01 | CW.BLOWDOWN QUENCHING TEMP.CONTROL VALVE | RMM | GMVL-BA | C | X | 202028366 |  | 000002630925 |  | ERP-MM-DC1 | 2011-12-17 | 20
HR12 | 2210-4-HR12-PAB40BR407 | 2000269675 | 214PAB40BR407 | 214PAB40BR407 | CIRC.WATER PIPING FOR BLOWDOWN QUENCHING | RMM | GMPIPE | C | X | 202028366 |  | 000002630929 |  | ERP-MM-DC1 | 2011-12-17 | 20
HR12 | 2210-4-HR12-PAB40CV001 | 2000269683 | 214PAB40CV001 | 214PAB40CV001 | CONTRO VALVE | RMM | GMVL-BA | B | X | 202028366 |  | 000002630943 |  | ERP-MM-DC1 | 2011-12-17 | 20
HR12 | 2210-4-HR12-PGB00 | 2000269691 | 214PGB00 | 214PGB00 | LOCAL INSTRUMENTS | RMI | GISW-FLW | C | X | 202028366 |  | 000002630947 |  | ERP-MM-DC1 | 2011-12-17 | 20
HR12 | 2210-4-HR12-PGB10AA011 | 2000269699 | 214PGB10AA011 | 214PGB10AA011 | HP CIRC.PUMP COOL.WATER INLET ISOL.VALVE | RMM | GMVLVE | B | X | 202028366 |  | 000002630961 |  | ERP-MM-DC1 | 2011-12-17 | 20
HR12 | 2210-4-HR12-PGB10AA012 | 2000269707 | 214PGB10AA012 | 214PGB10AA012 | HP CIRC.PUMP COOL.WATER O/L ISOL. VALVE | RMM | GMVLVE | C | X | 202028366 |  | 000002630965 |  | ERP-MM-DC1 | 2011-12-17 | 20
HR12 | 2210-4-HR12-PGB10AA021 | 2000269715 | 214PGB10AA021 | 214PGB10AA021 | HP CIRC.PUMP COOL.WATER INLET ISOL.VALVE | RMM | GMVLVE | B | X | 202028366 |  | 000002630969 |  | ERP-MM-DC1 | 2011-12-17 | 20
HR12 | 2210-4-HR12-PGB10AA022 | 2000269723 | 214PGB10AA022 | 214PGB10AA022 | HP CIRC.PUMP COOL.WATER O/L ISOL. VALVE | RMM | GMVLVE | C | X | 202028366 |  | 000002630983 |  | ERP-MM-DC1 | 2011-12-17 | 20
HR12 | 2210-4-HR12-PGB10AA031 | 2000269731 | 214PGB10AA031 | 214PGB10AA031 | LP CIRC.PUMP COOL.WATER INLET ISOL.VALVE | RMM | GMVLVE | B | X | 202028366 |  | 000002630987 |  | ERP-MM-DC1 | 2011-12-17 | 20
HR12 | 2210-4-HR12-PGB10AA032 | 2000269739 | 214PGB10AA032 | 214PGB10AA032 | LP CIRC.PUMP COOL.WATER O/L ISOL. VALVE | RMM | GMVLVE | C | X | 202028366 |  | 000002631001 |  | ERP-MM-DC1 | 2011-12-17 | 20
HR12 | 2210-4-HR12-PGB10AA041 | 2000269747 | 214PGB10AA041 | 214PGB10AA041 | LP CIRC.PUMP COOL.WATER INLET ISOL.VALVE | RMM | GMVLVE | B | X | 202028366 |  | 000002631005 |  | ERP-MM-DC1 | 2011-12-17 | 20
HR12 | 2210-4-HR12-PGB10AA042 | 2000269755 | 214PGB10AA042 | 214PGB10AA042 | LP CIRC.PUMP COOL.WATER O/L ISOL. VALVE | RMM | GMVLVE | C | X | 202028366 |  | 000002631009 |  | ERP-MM-DC1 | 2011-12-17 | 20
HR12 | 2210-4-HR12-PGB30AA300 | 2000269763 | 214PGB30AA300 | 214PGB30PSV | BLR.FW.PUMPS CCCW O/L SAFETY VALVES | RMM | GMVL-RE | C | X | 202028366 |  | 000002631023 |  | ERP-MM-DC1 | 2011-12-17 | 20
HR12 | 2210-4-HR12-PGB30AA301 | 2000269771 | 214PGB30AA301 | 214PGB30PSV01 | BLR.FW.PUMP1 C.C.WATER O/L SAFETY VALVE | RMM | GMVL-RE | C | X | 202028366 |  | 000002631027 |  | ERP-MM-DC1 | 2011-12-17 | 20
HR12 | 2210-4-HR12-PGB30AA302 | 2000269779 | 214PGB30AA302 | 214PGB30PSV02 | BLR.FW.PUMP2 C.C.WATER O/L SAFETY VALVE | RMM | GMVL-RE | C | X | 202028366 |  | 000002631041 |  | ERP-MM-DC1 | 2011-12-17 | 20
HR12 | 2210-4-HR12-PGB30AA701 | 2000269787 | 214PGB30AA701 | 214PGB30AA701 | BLR.FW.PUMPS CCCW INLET VALVES | RMM | GMVLVE | B | X | 202028366 |  | 000002631045 |  | ERP-MM-DC1 | 2011-12-17 | 20
HR12 | 2210-4-HR12-PGB30AA702 | 2000269795 | 214PGB30AA702 | 214PGB30AA702 | BLR.FW.PUMPS CCCW OUTLET VALVES | RMM | GMVLVE | B | X | 202028366 |  | 000002631049 |  | ERP-MM-DC1 | 2011-12-17 | 20
HR12 | 2210-4-HR12-PGB30CF001 | 2000269803 | 214PGB30CF001 | 214PGB30FI01 | BLR.FW.PUMP1 CL.COOL.WATER FLOW INDICATR | RMI | GIIN-FL | B | X | 202028366 |  | 000002631063 |  | ERP-MM-DC1 | 2011-12-17 | 20
HR12 | 2210-4-HR12-PGB30CF002 | 2000269811 | 214PGB30CF002 | 214PGB30FI02 | BLR.FW.PUMP2 CL.COOL.WATER FLOW INDICATR | RMI | GIIN-FL | B | X | 202028366 |  | 000002631067 |  | ERP-MM-DC1 | 2011-12-17 | 20
HR12 | 2210-4-HR12-PGB30CT001 | 2000269819 | 214PGB30CT001 | 214PGB30TE/TI | BLR.FW.PUMPS CCCW O/L TEMP ELMNT/INDICTR | RMI | GIEL-TE | C | X | 202028366 |  | 000002631081 |  | ERP-MM-DC1 | 2011-12-17 | 20
HR12 | 2210-4-HR12-PGB31AA301 | 2000269827 | 214PGB31AA301 | 214PGB31PSV01 | LP CIRC.PUMP1 C.C.WATER O/L SAFETY VALVE | RMM | GMVL-RE | C | X | 202028366 |  | 000002631085 |  | ERP-MM-DC1 | 2011-12-17 | 20
HR12 | 2210-4-HR12-PGB31AA302 | 2000269835 | 214PGB31AA302 | 214PGB31PSV02 | LP CIRC.PUMP2 C.C.WATER O/L SAFETY VALVE | RMM | GMVL-RE | C | X | 202028366 |  | 000002631089 |  | ERP-MM-DC1 | 2011-12-17 | 20
HR12 | 2210-4-HR12-PGB31AA701 | 2000269843 | 214PGB31AA701 | 214PGB31AA701 | LP CIRC.PUMPS CCCW INLET VALVE | RMM | GMVLVE | B | X | 202028366 |  | 000002631103 |  | ERP-MM-DC1 | 2011-12-17 | 20
HR12 | 2210-4-HR12-PGB31AA702 | 2000269851 | 214PGB31AA702 | 214PGB31AA702 | LP CIRC.PUMPS CCCW OUTLET VALVE | RMM | GMVLVE | B | X | 202028366 |  | 000002631107 |  | ERP-MM-DC1 | 2011-12-17 | 20
HR12 | 2210-4-HR12-PGB31CF000 | 2000269859 | 214PGB31CF000 | 214PGB31FSL | LP CIRC.PUMPS CCCW O/L FLOW SWITCH | RMI | GISW-FLW | C | X | 202028366 |  | 000002631121 |  | ERP-MM-DC1 | 2011-12-17 | 20
HR12 | 2210-4-HR12-PGB31CF001 | 2000269867 | 214PGB31CF001 | 214PGB31FSL01 | LP CIRC.PUMP-1 CL.COOL.WATER FLOW SWITCH | RMI | GISW-FLW | C | X | 202028366 |  | 000002631125 |  | ERP-MM-DC1 | 2011-12-17 | 20
HR12 | 2210-4-HR12-PGB31CF002 | 2000269875 | 214PGB31CF002 | 214PGB31FSL02 | LP CIRC.PUMP-2 CL.COOL.WATER FLOW SWITCH | RMI | GISW-FLW | C | X | 202028366 |  | 000002631129 |  | ERP-MM-DC1 | 2011-12-17 | 20
HR12 | 2210-4-HR12-PGB31CT001 | 2000269883 | 214PGB31CT001 | 214PGB31TI/TW | LP CIRC.PUMPS CCCW O/L TEMP INDICATOR | RMI | GIIN-TE | C | X | 202028366 |  | 000002631143 |  | ERP-MM-DC1 | 2011-12-17 | 20
HR12 | 2210-4-HR12-PGB33AA300 | 2000269891 | 214PGB33AA300 | 214PGB33PSV | HP CIRC.PUMPS CCCW O/L SAFETY RLF.VALVE | RMM | GMVL-RE | C | X | 202028366 |  | 000002631147 |  | ERP-MM-DC1 | 2011-12-17 | 20
HR12 | 2210-4-HR12-PGB33AA301 | 2000269899 | 214PGB33AA301 | 214PGB33PSV01 | HP CIRC.PUMP1 C.C.WATER O/L SAFETY VALVE | RMM | GMVL-RE | C | X | 202028366 |  | 000002631161 |  | ERP-MM-DC1 | 2011-12-17 | 20
HR12 | 2210-4-HR12-PGB33AA302 | 2000269907 | 214PGB33AA302 | 214PGB33PSV02 | HP CIRC.PUMP2 C.C.WATER O/L SAFETY VALVE | RMM | GMVL-RE | C | X | 202028366 |  | 000002631165 |  | ERP-MM-DC1 | 2011-12-17 | 20
HR12 | 2210-4-HR12-PGB33AA701 | 2000269915 | 214PGB33AA701 | 214PGB33AA701 | HP CIRC.PUMPS CCCW INLET VALVE | RMM | GMVLVE | B | X | 202028366 |  | 000002631169 |  | ERP-MM-DC1 | 2011-12-17 | 20
HR12 | 2210-4-HR12-PGB33AA702 | 2000269923 | 214PGB33AA702 | 214PGB33AA702 | HP CIRC.PUMPS CCCW OUTLET VALVE | RMM | GMVLVE | B | X | 202028366 |  | 000002631183 |  | ERP-MM-DC1 | 2011-12-17 | 20
HR12 | 2210-4-HR12-PGB33CF001 | 2000269931 | 214PGB33CF001 | 214PGB33FSL01 | HP CIRC.PUMP-1 CL.COOL.WATER FLOW SWITCH | RMI | GISW-FLW | C | X | 202028366 |  | 000002631187 |  | ERP-MM-DC1 | 2011-12-17 | 20
HR12 | 2210-4-HR12-PGB33CF002 | 2000269939 | 214PGB33CF002 | 214PGB33FSL02 | HP CIRC.PUMP-2 CL.COOL.WATER FLOW SWITCH | RMI | GISW-FLW | C | X | 202028366 |  | 000002631201 |  | ERP-MM-DC1 | 2011-12-17 | 20
HR12 | 2210-4-HR12-PGB33CT000 | 2000269947 | 214PGB33CT000 | 214PGB33TI/TW | HP CIRC.PUMPS CCCW O/L TEMP INDICATOR | RMI | GIIN-TE | B | X | 202028366 |  | 000002631205 |  | ERP-MM-DC1 | 2011-12-17 | 20
HR12 | 2210-4-HR12-PGB36AA302 | 2000269955 | 214PGB36AA302 | 214PGB36PSV02 | ANALYSER SAELTER CCCW O/L SAFETY VALVE | RMM | GMVL-RE | C | X | 202028366 |  | 000002631209 |  | ERP-MM-DC1 | 2011-12-17 | 20
HR12 | 2210-4-HR12-PGB36CF001 | 2000269963 | 214PGB36CF001 | 214PGB36FG01 | ANALYSER SAELTER CCCW O/L FLOW INDICATOR | RMI | GIIN-FL | B | X | 202028366 |  | 000002631223 |  | ERP-MM-DC1 | 2011-12-17 | 20
HR12 | 2210-4-HR12-PGB36CT001 | 2000269971 | 214PGB36CT001 | 214PGB36TI/TW | ANALYSER SHELTR.CCCW O/L TEMP.INDICATOR | RMI | GIIN-TE | B | X | 202028366 |  | 000002631227 |  | ERP-MM-DC1 | 2011-12-17 | 20
HR12 | 2210-4-HR12-QUL00 | 2000269979 | 214QUL00 | 214QUL00 | LOCAL INSTRUMENTS - GROUPED | RMI | GIELMT | C | X | 202028366 |  | 000002631241 |  | ERP-MM-DC1 | 2011-12-17 | 20
HR12 | 2210-4-HR12-QUL00CQ | 2000269987 | 214QUL00CQ | 214QUL00CQ | ANALYSER - GROUPED | RMI | GIANLZ | C | X | 202028366 |  | 000002631245 |  | ERP-MM-DC1 | 2011-12-17 | 20
HR12 | 2210-4-HR12-QUL10AC001 | 2000269995 | 214QUL10AC001 | 214QUL10AC001 | BFW & STEAM SAMPLING ANALYZER CHILLER | RMM | GMEX-HE | C | X | 202028366 |  | 000002631249 |  | ERP-MM-DC1 | 2011-12-17 | 20
HR12 | 2210-4-HR12-QUL10BF001 | 2000270003 | 214QUL10BF001 | 214QUL10BF001 | CHILLER CHEMICAL ANALYZER | RMI | GIANLZ | C | X | 202028366 |  | 000002631263 |  | ERP-MM-DC1 | 2011-12-17 | 20
HR12 | 2210-4-HR12-QUL10BF001M | 2000270011 | 214QUL10BF001M | 214QUL10BF001 | ANALYZERS | RMI | GIANLZ | C | X | 202028366 |  | 000002631267 |  | ERP-MM-DC1 | 2011-12-17 | 20
HR12 | 2210-4-HR12-QUL35AA002 | 2000270019 | 214QUL35AA002 | 214QUL35TCV02 | SAMP.SYS.FEED WATR.THERMAL SHUT OF VALVE | RMM | GMVL-BA | B | X | 202028366 |  | 000002631281 |  | ERP-MM-DC1 | 2011-12-17 | 20
HR12 | 2210-4-HR12-QUL35AA003 | 2000270027 | 214QUL35AA003 | 214QUL35PCV03 | SAMP.SYS.FW SINK BYPASS CONTROL VALVE | RMM | GMVL-BA | B | X | 202028366 |  | 000002631285 |  | ERP-MM-DC1 | 2011-12-17 | 20
HR12 | 2210-4-HR12-QUL35AA304 | 2000270035 | 214QUL35AA304 | 214QUL35PSV04 | SAMP.SYS.FEEDWATER PR.RELIEF VALVE | RMM | GMVL-RE | B | X | 202028366 |  | 000002631289 |  | ERP-MM-DC1 | 2011-12-17 | 20
HR12 | 2210-4-HR12-QUL35AA701 | 2000270043 | 214QUL35AA701 | 214QUL35HCV01 | SAMP.SYS.FEEDWATER ISOLATION VALVE | RMM | GMVLVE | B | X | 202028366 |  | 000002631303 |  | ERP-MM-DC1 | 2011-12-17 | 20
HR12 | 2210-4-HR12-QUL35CF000 | 2000270051 | 214QUL35CF000 | 214QUL35FI | SAMP.SYS.FEED WATER FLOW INDICATORS | RMI | GIIN-FL | B | X | 202028366 |  | 000002631307 |  | ERP-MM-DC1 | 2011-12-17 | 20
HR12 | 2210-4-HR12-QUL35CP001 | 2000270059 | 214QUL35CP001 | 214QUL35PI01 | SAMPLING SYS.FEED WATER PRESS INDICATOR | RMI | GIIN-PR | B | X | 202028366 |  | 000002631321 |  | ERP-MM-DC1 | 2011-12-17 | 20
HR12 | 2210-4-HR12-QUL35CP002 | 2000270067 | 214QUL35CP002 | 214QUL35PSL02 | SAMPLING SYS.FEED WATER PRESSURE SWITCH | RMI | GISW-CN | C | X | 202028366 |  | 000002631325 |  | ERP-DLGN-EAA | 2013-03-05 | 20
HR12 | 2210-4-HR12-QUL35CQ001 | 2000270075 | 214QUL35CQ001 | 214QUL35AIT01 | CONDUCTIVITY ANALYSER | RMI | GIANLZ | B | X | 202028366 |  | 000002631329 |  | ERP-MM-DC1 | 2011-12-17 | 20
HR12 | 2210-4-HR12-QUL35CQ002 | 2000270083 | 214QUL35CQ002 | 214QUL35AIT02 | PH ANALYSER | RMI | GIANLZ | B | X | 202028366 |  | 000002631343 |  | ERP-MM-DC1 | 2011-12-17 | 20
HR12 | 2210-4-HR12-QUL35CQ003 | 2000270091 | 214QUL35CQ003 | 214QUL35AIT03 | DISSOLVED OXYGEN ANALYSER | RMI | GIANLZ | B | X | 202028366 |  | 000002631347 |  | ERP-MM-DC1 | 2011-12-17 | 20
HR12 | 2210-4-HR12-QUL35CQ004 | 2000270099 | 214QUL35CQ004 | 214QUL35AIT04 | FEED WATER HYDRAZINE ANALYSER | RMI | GIANLZ | B | X | 202028366 |  | 000002631361 |  | ERP-MM-DC1 | 2011-12-17 | 20
HR12 | 2210-4-HR12-QUL35CQ005 | 2000270107 | 214QUL35CQ005 | 214QUL35AIT05 | SILICA ANALYSER | RMI | GIANLZ | B | X | 202028366 |  | 000002631365 |  | ERP-MM-DC1 | 2011-12-17 | 20
HR12 | 2210-4-HR12-QUL35CT001 | 2000270115 | 214QUL35CT001 | 214QUL35TI01 | SAMPL.SYS.F.WATER TEMP.INDICATOR AFT.TCV | RMI | GIIN-TE | B | X | 202028366 |  | 000002631369 |  | ERP-MM-DC1 | 2011-12-17 | 20
HR12 | 2210-4-HR12-QUL35CT003 | 2000270123 | 214QUL35CT003 | 214QUL35TI03 | SAMPL.SYS.F.WATER TEMP.INDICATOR BEF.TCV | RMI | GIIN-TE | B | X | 202028366 |  | 000002631383 |  | ERP-MM-DC1 | 2011-12-17 | 20
HR12 | 2210-4-HR12-QUL40AA002 | 2000270131 | 214QUL40AA002 | 214QUL40TCV02 | SAM.SYS.HPDRUM WAT.THERMAL SHUT OF VALVE | RMM | GMVL-BA | B | X | 202028366 |  | 000002631387 |  | ERP-MM-DC1 | 2011-12-17 | 20
HR12 | 2210-4-HR12-QUL40AA003 | 2000270139 | 214QUL40AA003 | 214QUL40PCV03 | SAMP.SYS.HP DRUM WAT.SINK BYPAS.CONT.V/V | RMM | GMVL-BA | B | X | 202028366 |  | 000002631401 |  | ERP-MM-DC1 | 2011-12-17 | 20
HR12 | 2210-4-HR12-QUL40AA304 | 2000270147 | 214QUL40AA304 | 214QUL40PSV04 | SAMP. SYS.HP DRUM WAT.PR.RELIEF VALVE | RMM | GMVL-RE | C | X | 202028366 |  | 000002631405 |  | ERP-MM-DC1 | 2011-12-17 | 20
HR12 | 2210-4-HR12-QUL40AA701 | 2000270155 | 214QUL40AA701 | 214QUL40HCV01 | SAMP.SYS. HP DRUM WAT.ISOLATION VALVE | RMM | GMVLVE | B | X | 202028366 |  | 000002631409 |  | ERP-MM-DC1 | 2011-12-17 | 20
HR12 | 2210-4-HR12-QUL40CF000 | 2000270163 | 214QUL40CF000 | 214QUL40FI | SAMP.SYS.HP DRUM WATER FLOW INDICATOR | RMI | GIIN-FL | B | X | 202028366 |  | 000002631423 |  | ERP-MM-DC1 | 2011-12-17 | 20
HR12 | 2210-4-HR12-QUL40CP001 | 2000270171 | 214QUL40CP001 | 214QUL40PI01 | SAMPLG.SYS.HP DRUM WATER PRESS INDICATOR | RMI | GIIN-PR | B | X | 202028366 |  | 000002631427 |  | ERP-MM-DC1 | 2011-12-17 | 20
HR12 | 2210-4-HR12-QUL40CP002 | 2000270179 | 214QUL40CP002 | 214QUL40PSL02 | SAMPLING SYS.HPDRUM WAT.PRESSURE SWITCH | RMI | GISW-CN | C | X | 202028366 |  | 000002631441 |  | ERP-DLGN-EAA | 2013-03-05 | 20
HR12 | 2210-4-HR12-QUL40CQ001 | 2000270187 | 214QUL40CQ001 | 214QUL40AIT01 | HP DRUM CONDUCTIVITY ANALYSER | RMI | GIANLZ | B | X | 202028366 |  | 000002631445 |  | ERP-MM-DC1 | 2011-12-17 | 20
HR12 | 2210-4-HR12-QUL40CQ002 | 2000270195 | 214QUL40CQ002 | 214QUL40AIT02 | HP DRUM PH ANALYSER | RMI | GIANLZ | B | X | 202028366 |  | 000002631449 |  | ERP-MM-DC1 | 2011-12-17 | 20
HR12 | 2210-4-HR12-QUL40CQ003 | 2000270203 | 214QUL40CQ003 | 214QUL40AIT03 | HP DRUM SILICA ANALYSER | RMI | GIANLZ | B | X | 202028366 |  | 000002631463 |  | ERP-MM-DC1 | 2011-12-17 | 20
HR12 | 2210-4-HR12-QUL40CT001 | 2000270211 | 214QUL40CT001 | 214QUL40TI01 | SAM.SYS.HPDRUM WAT.TEMP INDICATR AFT.TCV | RMI | GIIN-TE | B | X | 202028366 |  | 000002631467 |  | ERP-MM-DC1 | 2011-12-17 | 20
HR12 | 2210-4-HR12-QUL40CT003 | 2000270219 | 214QUL40CT003 | 214QUL40TI03 | SAM.SYS.HPDRUM WAT.TEMP INDICATR BEF.TCV | RMI | GIIN-TE | B | X | 202028366 |  | 000002631481 |  | ERP-MM-DC1 | 2011-12-17 | 20
HR12 | 2210-4-HR12-QUL42AA002 | 2000270227 | 214QUL42AA002 | 214QUL42TCV02 | SAMP.SYS.SAT.STEAM THERMAL SHUT OF VALVE | RMM | GMVL-BA | B | X | 202028366 |  | 000002631485 |  | ERP-MM-DC1 | 2011-12-17 | 20
HR12 | 2210-4-HR12-QUL42AA003 | 2000270235 | 214QUL42AA003 | 214QUL42PCV03 | SAMP.SYS.HP DRUM SAT.STM.BYPAS.CONT.V/V | RMM | GMVL-BA | B | X | 202028366 |  | 000002631489 |  | ERP-MM-DC1 | 2011-12-17 | 20
HR12 | 2210-4-HR12-QUL42AA304 | 2000270243 | 214QUL42AA304 | 214QUL42PSV04 | SAMP.SYS.HP DRUM SAT.STM.PR.RELIEF VALVE | RMM | GMVL-RE | C | X | 202028366 |  | 000002631503 |  | ERP-MM-DC1 | 2011-12-17 | 20
HR12 | 2210-4-HR12-QUL42AA701 | 2000270251 | 214QUL42AA701 | 214QUL42HCV01 | SAMP.SYS.HP DRUM SAT.STM.ISOLATION VALVE | RMM | GMVLVE | B | X | 202028366 |  | 000002631507 |  | ERP-MM-DC1 | 2011-12-17 | 20
HR12 | 2210-4-HR12-QUL42CF000 | 2000270260 | 214QUL42CF000 | 214QUL42FI | SAMP.SYS.HP DRUM SAT.STEAM FLOW INDICATR | RMI | GIIN-FL | B | X | 202028366 |  | 000002631522 |  | ERP-MM-DC1 | 2011-12-17 | 20
HR12 | 2210-4-HR12-QUL42CP001 | 2000270268 | 214QUL42CP001 | 214QUL42PI01 | SAMPLG.SYS.SAT.STEAM PRESS.INDICATOR | RMI | GIIN-PR | B | X | 202028366 |  | 000002631526 |  | ERP-MM-DC1 | 2011-12-17 | 20
HR12 | 2210-4-HR12-QUL42CP002 | 2000270276 | 214QUL42CP002 | 214QUL42PSL02 | SAMPLING SYS.SAT.STEAM PRESSURE SWITCH | RMI | GISW-CN | C | X | 202028366 |  | 000002631530 |  | ERP-DLGN-EAA | 2013-03-05 | 20
HR12 | 2210-4-HR12-QUL42CQ001 | 2000270284 | 214QUL42CQ001 | 214QUL42AIT01 | CAT CONDUCTIVITY ANALYSER | RMI | GIANLZ | B | X | 202028366 |  | 000002631544 |  | ERP-MM-DC1 | 2011-12-17 | 20
HR12 | 2210-4-HR12-QUL42CT001 | 2000270292 | 214QUL42CT001 | 214QUL42TI01 | SAMP.SYS.SAT.STEAM TEMP.INDICATR AFT.TCV | RMI | GIIN-TE | B | X | 202028366 |  | 000002631548 |  | ERP-MM-DC1 | 2011-12-17 | 20
HR12 | 2210-4-HR12-QUL42CT003 | 2000270300 | 214QUL42CT003 | 214QUL42TI03 | SAMP.SYS.SAT.STEAM TEMP.INDICATR BEF.TCV | RMI | GIIN-TE | B | X | 202028366 |  | 000002631562 |  | ERP-MM-DC1 | 2011-12-17 | 20
HR12 | 2210-4-HR12-SMT01AE001 | 2000270308 | 214SMT01AE001 | 214SMT01AE001 | HOIST | RMM | GMHOST | C | X | 202028366 |  | 000002631566 |  | ERP-MM-DC1 | 2011-12-17 | 20
HR12 | 2210-4-HR12-SMT01AE001-M01 | 2000270316 | 214SMT01AE001-M01 | 214SMT01AE001M1 | HOIST MOTOR | RME | GEMOTR | C | X | 202028366 |  | 000002631570 |  | ERP-MM-DC1 | 2011-12-17 | 20
HR12 | 2210-4-HR12-UHA43GP | 2000270324 | 214UHA43GP | 214UHA43GP | CHIMNEY AIRCRAFT WARNING LIGHTS | RME | GEPA-LG | C | X | 202028366 |  | 000002631584 |  | ERP-MM-DC1 | 2011-12-17 | 20
HR12 | 2210-4-HR12-UMA10BF001 | 2000270332 | 214UMA10BF001 | 214UMD10BF001 | SEALING AIR FAN SKID STRUCTURE |  | GCBUILD | C | X | 202028366 |  | 000002631588 |  | ERP-MM-DC1 | 2011-12-17 | 20